## 0 - Title Page
Street Lighting Outline Business Case Assessment Tool |  |  |  | 270313
2012
| Select Base Year | FY 2012-13 | Ensure upgrade year (Sheet 3) is the same, or later, than the study base year. | 2013
Use the area below to record details of the modelling being undertaken, and any key assumptions made.
This technical model (“Model”) was developed by Arup to support the development of an initial feasibility study by providing a high level indication of the impact of an upgrade in street lighting. It is not intended, and should not be used as the basis for investment decision making. The Model has been developed using data and assumptions from a variety of sources. Arup has not sought to establish the reliability of those sources or verified the information so provided, nor has the Model been audited by Arup. Accordingly, no representation or warranty of any kind (whether express or implied) is given by Arup to any person as to the internal consistency or accuracy of the Model nor any output from it. Moreover the Model does not absolve any recipient from conducting its own audit in order to verify its functionality and/or performance. Arup accepts no duty of care to any person for the development of the Model, its use, nor in respect of any output from it. Accordingly, regardless of the form of action, whether in contract, delict or otherwise, and to the extent permitted by applicable law, Arup accepts no liability of any kind and disclaims all responsibility for the consequences of any person acting or refraining to act in reliance on the Model and/or its output or for any decisions made or not made which are based upon such Model and/or its output.

## 1 - Existing Inventory
Sheet 1 - Existing Inventory
References
Operating Hours PECU Lux Levels
| PECU Operating Levels |  | Approx Burn Hours per Annum
Reference | Central Scotland
| 70 lux / 35 lux |  | 4138
| 35 lux / 18 lux |  | 4090
North of Scotland
| 70 lux / 35 lux |  | 4130
| 35 lux / 18 lux |  | 4083
User Input | Average Annual Hours of Operation of Existing Lighting |  | 4138
Dimming Profile Categories (for entering in column 'R') | [5 empty] | Note: Dimming levels refer to the reduction in light levels. Corresponding reduction in energy consumption will be less than this
10% dimming between midnight and 6am |  |  |  | 1
20% dimming between midnight and 6am |  |  |  | 2
30% dimming between midnight and 6am |  |  |  | 3
40% dimming between midnight and 6am |  |  |  | 4
50% dimming between midnight and 6am |  |  |  | 5
Low Pressure Sodium
[5 empty] | Lamps | Lantern Age Profile |  |  |  | Control Gear | Dimming
Type |  | Rated Lamp Output (W) | Circuit Wattage (W) | Total Number of Lanterns | Assumed operational life (yrs) | Assumed lifecycle period (yrs) | % Lanterns < 8 years old | % Lanterns > 8 years and < 16 years old | % Lanterns > 16 years old | Assumed lifecycle period (yrs) | % Lanterns with Dimming | For lanterns with dimming - Enter Dimming profile 1 -5
Low Pressure Sodium- Low Loss Control Gear (e.g. LST, SOX) |  | 35 | 58 |  | 3.5 | 25 | 0% | 0% | 100% | 15 | 0% | 2 | 0% | 0.84
|  | 55 | 74 |  | 3.5 | 25 | 0% | 0% | 100% | 15 | 0% | 2 | 0% | 0.84
|  | 90 | 122 |  | 3.5 | 25 | 0% | 0% | 100% | 15 | 0% | 2 | 0% | 0.84
|  | 135 | 178 |  | 3.5 | 25 | 0% | 0% | 100% | 15 | 0% | 2 | 0% | 0.84
|  | 180 | 223 |  | 3.5 | 25 | 0% | 0% | 100% | 15 | 0% | 2 | 0% | 0.84
[13 empty] | 0% | 0
[13 empty] | 0% | 0
[13 empty] | 0% | 0
Low Pressure Sodium- Magnetic Control Gear (e.g. LST, SOX) |  | 55 | 77 |  | 3.5 | 25 | 0% | 0% | 100% | 15 | 0% | 2 | 0% | 0.84
|  | 90 | 130 |  | 3.5 | 25 | 0% | 0% | 100% | 15 | 0% | 2 | 0% | 0.84
|  | 135 | 190 |  | 3.5 | 25 | 0% | 0% | 100% | 15 | 0% | 2 | 0% | 0.84
|  | 180 | 223 |  | 3.5 | 25 | 0% | 0% | 100% | 15 | 0% | 2 | 0% | 0.84
[13 empty] | 0% | 0
[13 empty] | 0% | 0
[13 empty] | 0% | 0
[13 empty] | 0% | 0
High Pressure Sodium
[5 empty] | Lamps | Lantern Age Profile |  |  |  | Control Gear | Dimming
Type |  | Rated Lamp Output (W) | Circuit Wattage (W) | Total Number of Lanterns | Assumed operational life (yrs) | Assumed lifecycle period (yrs) | % Lanterns < 8 years old | % Lanterns > 8 years and < 16 years old | % Lanterns > 16 years old | Assumed lifecycle period (yrs) | % Lanterns with Dimming | For lanterns with dimming - Enter Dimming profile 1 -5
High Pressure Sodium - High Frequency Control Gear (e.g. HST, SON-HF) |  | 50 | 57 |  | 6 | 25 | 0% | 0% | 100% | 15 | 0% | 2 | 0% | 0.84
|  | 70 | 77 |  | 6 | 25 | 0% | 0% | 100% | 15 | 0% | 2 | 0% | 0.84
|  | 100 | 105 |  | 6 | 25 | 0% | 0% | 100% | 15 | 0% | 2 | 0% | 0.84
|  | 150 | 159 |  | 6 | 25 | 0% | 0% | 100% | 15 | 0% | 2 | 0% | 0.84
|  | 250 | 267 |  | 6 | 25 | 0% | 0% | 100% | 15 | 0% | 2 | 0% | 0.84
|  | 400 | 434 |  | 6 | 25 | 0% | 0% | 100% | 15 | 0% | 2 | 0% | 0.84
[13 empty] | 0% | 0
[13 empty] | 0% | 0
High Pressure Sodium -Magnetic Control Gear (e.g. HST, SON-HF) |  | 50 | 62 |  | 5 | 25 | 0% | 0% | 100% | 15 | 0% | 2 | 0% | 0.84
|  | 70 | 79 |  | 5 | 25 | 0% | 0% | 100% | 15 | 0% | 2 | 0% | 0.84
|  | 100 | 114 |  | 5 | 25 | 0% | 0% | 100% | 15 | 0% | 2 | 0% | 0.84
|  | 150 | 190 |  | 5 | 25 | 0% | 0% | 100% | 15 | 0% | 2 | 0% | 0.84
|  | 250 | 301 |  | 5 | 25 | 0% | 0% | 100% | 15 | 0% | 2 | 0% | 0.84
|  | 400 | 434 |  | 5 | 25 | 0% | 0% | 100% | 15 | 0% | 2 | 0% | 0.84
[13 empty] | 0% | 0
[13 empty] | 0% | 0
Ceramic Discharge Outdoor SON replacement lamp (e.g. HCI-TT, CDO-TT) |  | 70 | 79 |  | 3.5 | 25 | 0% | 0% | 100% | 15 | 0% | 2 | 0% | 0.84
|  | 100 | 114 |  | 3.5 | 25 | 0% | 0% | 100% | 15 | 0% | 2 | 0% | 0.84
|  | 150 | 190 |  | 3.5 | 25 | 0% | 0% | 100% | 15 | 0% | 2 | 0% | 0.84
|  | 250 | 301 |  | 3.5 | 25 | 0% | 0% | 100% | 15 | 0% | 2 | 0% | 0.84
|  | 70 | 79 |  | 3.5 | 25 | 0% | 0% | 100% | 15 | 0% | 2 | 0% | 0.84
|  | 100 | 106 |  | 3.5 | 25 | 0% | 0% | 100% | 15 | 0% | 2 | 0% | 0.84
|  | 150 | 158 |  | 3.5 | 25 | 0% | 0% | 100% | 15 | 0% | 2 | 0% | 0.84
|  | 250 | 267 |  | 3.5 | 25 | 0% | 0% | 100% | 15 | 0% | 2 | 0% | 0.84
Metal Halide
[5 empty] | Lamps | Lantern Age Profile |  |  |  | Control Gear | Dimming
Type |  | Rated Lamp Output (W) | Circuit Wattage (W) | Total Number of Lanterns | Assumed operational life (yrs) | Assumed lifecycle period (yrs) | % Lanterns < 8 years old | % Lanterns > 8 years and < 16 years old | % Lanterns > 16 years old | Assumed lifecycle period (yrs) | % Lanterns with Dimming | For lanterns with dimming - Enter Dimming profile 1 -5
Metal Halide - High Frequency Control Gear (e.g. HIT, HIE, HQI) |  | 50 | 57 |  | 3 | 25 | 0% | 0% | 100% | 15 | 0% | 2 | 0% | 0.84
|  | 70 | 76 |  | 3 | 25 | 0% | 0% | 100% | 15 | 0% | 2 | 0% | 0.84
|  | 100 | 114 |  | 3 | 25 | 0% | 0% | 100% | 15 | 0% | 2 | 0% | 0.84
|  | 150 | 163 |  | 3 | 25 | 0% | 0% | 100% | 15 | 0% | 2 | 0% | 0.84
|  | 250 | 261 |  | 3 | 25 | 0% | 0% | 100% | 15 | 0% | 2 | 0% | 0.84
|  | 400 | 424 |  | 3 | 25 | 0% | 0% | 100% | 15 | 0% | 2 | 0% | 0.84
[13 empty] | 0% | 0
[13 empty] | 0% | 0
Metal Halide - Magnetic Control Gear (e.g. HIT, HIE, HQI) |  | 70 | 89 |  | 3 | 25 | 0% | 0% | 100% | 15 | 0% | 2 | 0% | 0.84
|  | 100 | 118 |  | 3 | 25 | 0% | 0% | 100% | 15 | 0% | 2 | 0% | 0.84
|  | 150 | 179 |  | 3 | 25 | 0% | 0% | 100% | 15 | 0% | 2 | 0% | 0.84
|  | 250 | 301 |  | 3 | 25 | 0% | 0% | 100% | 15 | 0% | 2 | 0% | 0.84
|  | 400 | 471 |  | 3 | 25 | 0% | 0% | 100% | 15 | 0% | 2 | 0% | 0.84
[13 empty] | 0% | 0
[13 empty] | 0% | 0
[13 empty] | 0% | 0
Ceramic Metal Halide (e.g. HIT-CE, CDM HCI) |  | 35 | 47 |  | 3 | 25 | 0% | 0% | 100% | 15 | 0% | 2 | 0% | 0.84
|  | 70 | 86 |  | 3 | 25 | 0% | 0% | 100% | 15 | 0% | 2 | 0% | 0.84
|  | 150 | 167 |  | 3 | 25 | 0% | 0% | 100% | 15 | 0% | 2 | 0% | 0.84
|  | 210 | 225 |  | 3 | 25 | 0% | 0% | 100% | 15 | 0% | 2 | 0% | 0.84
[13 empty] | 0% | 0
[13 empty] | 0% | 0
[13 empty] | 0% | 0
[13 empty] | 0% | 0
CPO - Philips Cosmopolis Lamp |  | 45 | 50 |  | 6 | 25 | 0% | 0% | 100% | 15 | 0% | 2 | 0% | 0.84
|  | 60 | 66 |  | 6 | 25 | 0% | 0% | 100% | 15 | 0% | 2 | 0% | 0.84
|  | 90 | 98 |  | 6 | 25 | 0% | 0% | 100% | 15 | 0% | 2 | 0% | 0.84
|  | 140 | 153 |  | 6 | 25 | 0% | 0% | 100% | 15 | 0% | 2 | 0% | 1.6
[13 empty] | 0% | 0
[13 empty] | 0% | 0
[13 empty] | 0% | 0
[13 empty] | 0% | 0
[13 empty] | 0% | 0
[13 empty] | 0% | 0
[13 empty] | 0% | 0
Low Pressure Mercury
[5 empty] | Lamps | Lantern Age Profile |  |  |  | Control Gear | Dimming
Type |  | Rated Lamp Output (W) | Circuit Wattage (W) | Total Number of Lanterns | Assumed operational life (yrs) | Assumed lifecycle period (yrs) | % Lanterns < 8 years old | % Lanterns > 8 years and < 16 years old | % Lanterns > 16 years old | Assumed lifecycle period (yrs) | % Lanterns with Dimming | For lanterns with dimming - Enter Dimming profile 1 -5
Compact Low Pressure Mercury - High Frequency Control Gear (e.g. FSD, PL-L, TC-L) |  | 36 | 36 |  | 4 | 25 | 0% | 0% | 100% | 15 | 0% | 2 | 0% | 0.84
|  | 40 | 45 |  | 4 | 25 | 0% | 0% | 100% | 15 | 0% | 2 | 0% | 0.84
|  | 55 | 62 |  | 4 | 25 | 0% | 0% | 100% | 15 | 0% | 2 | 0% | 0.84
[13 empty] | 0% | 0
Compact Low Pressure Mercury - Magnetic Control Gear (e.g. FSD, PL-L, TC-L) |  | 36 | 44 |  | 4 | 25 | 0% | 0% | 100% | 15 | 0% | 2 | 0% | 0.84
|  | 40 | 45 |  | 4 | 25 | 0% | 0% | 100% | 15 | 0% | 2 | 0% | 0.84
0%
[13 empty] | 0% | 0

## 2 - Summary of Assets
Sheet 2 - Summary of assets
Lantern type | Total number of lanterns | Lantern age (years) 0 - 7 | Lantern age (years) 8 - 16 | Lantern age (years) 16+
Low Pressure Sodium | 0 | 0 | 0 | 0
High Pressure Sodium | 0 | 0 | 0 | 0
Metal Halide | 0 | 0 | 0 | 0
Low Pressure Mercury | 0 | 0 | 0 | 0
Total | 0 | 0 | 0 | 0
Lantern type | Total number of lanterns | Number of dimming lanterns | Number of non-dimming lanterns
Low Pressure Sodium | 0 | 0 | 0
High Pressure Sodium | 0 | 0 | 0
Metal Halide | 0 | 0 | 0
Low Pressure Mercury | 0 | 0 | 0
Total | 0 | 0 | 0

## 3 - Upgrade information
Sheet 3 - Street Lighting Upgrade
References
Operating Hours PECU Lux Levels
| PECU Operating Levels |  | Approx Burn Hours per Annum | [8 empty] | 2012
Reference | Central Scotland
| 70 lux / 35 lux |  | 4138
| 35 lux / 18 lux |  | 4090
| North of Scotland | [9 empty] | 2013
| 70 lux / 35 lux |  | 4130
| 35 lux / 18 lux |  | 4083
[8 empty] | Select Year of Completion of Upgrade |  |  | FY 2013-14 | Ensure upgrade year is the same, or later, than the study base year
Existing operations (as set in Existing Inventory) | Average Annual Hours of Operation of Existing Lighting before upgrade |  | 4138
User Input | Average Annual Hours of Operation of Existing Lighting after upgrade |  | 4138 |  |  |  |  | Is a Central Management System (CMS) system to be included on lanterns that are upgraded? |  |  | Yes
28
LED Lantern Approximate Equivalent - Lumen Output (Assumed circuit wattage based on upgrade year) | Conventional lantern approximate equivalent | [6 empty] | Summary of upgrade
| Low Pressure Sodium (SOX) | High Pressure Sodium (SON) | Ceramic Discharge Outdoor (CDO) | Metal Halide | Cosmopolis (CPO) | Low Pressure Mercury (PL-L) |  | Total assets prior to upgrade |  |  | 0
3,000 lm (10W) | 18W |  |  |  |  | 36W |  | Total assets after upgrade |  |  | 0 | Note: number of assets after upgrade is not equal to number before upgrade.
5,000 lm (20W) | 35W | 50W | 35W | 35W | 45W | 40W, 55W
7,000 lm (29W) | 55W | 70W | 70W | 70W | 60W
11,000 lm (54W) | 90W | 100W | 100W | 100W | 90W
18,000 lm (91W) | 135W | 150W | 150W | 150W | 140W
30,000 lm (136W) | 180W | 250W, 400W* | 250W | 250W
*Multiple lanterns may be required to gain equivalent performance
Dimming Profile Categories (for entering in column 'R')
10% dimming between midnight and 6am |  |  |  | 1
20% dimming between midnight and 6am |  |  |  | 2
30% dimming between midnight and 6am |  |  |  | 3
40% dimming between midnight and 6am |  |  |  | 4
50% dimming between midnight and 6am |  |  |  | 5
LED
Upgrade assets
Type |  | Lumen Output (Lm) | Circuit Wattage (based on upgrade year) (W) |  |  |  |  | Number of new lanterns installed in upgrade | Number of lanterns after upgrade | % Lanterns with dimming after upgrade | Dimming levels of lanterns with dimming after upgrade
4
LED |  | 3000 | 9.9825 | [5 empty] | 0 | 0% | 2 | 0% | 84%
|  | 5000 | 19.965 | [5 empty] | 0 | 0% | 2 | 0% | 84%
|  | 7000 | 29.04 | [5 empty] | 0 | 0% | 2 | 0% | 84%
|  | 11000 | 54.45 | [5 empty] | 0 | 0% | 2 | 0% | 84%
|  | 18000 | 90.75 | [5 empty] | 0 | 0% | 2 | 0% | 84%
|  | 30000 | 136.125 | [5 empty] | 0 | 0% | 2 | 0% | 84%
Low Pressure Sodium
|  |  |  | Existing assets (as specified in 'Existing Inventory') |  |  | Upgrade assets
Type |  | Rated Lamp Output (W) | Circuit Wattage (W) | Total number of Lanterns | % Existing lamps with dimming | Dimming levels for existing lamps with dimming | Number of lanterns removed in upgrade | Number of new lanterns installed in upgrade | Number of lanterns after upgrade | % Lanterns with dimming after upgrade | Dimming levels of lanterns with dimming after upgrade
Low Pressure Sodium- Low Loss Control Gear (e.g. LST, SOX) |  | 35 | 58 | 0 | 0% | 2 |  |  | 0 | Same as pre-upgrade | Same as pre-upgrade | 0 | 0.84
|  | 55 | 74 | 0 | 0% | 2 |  |  | 0 | Same as pre-upgrade | Same as pre-upgrade | 0 | 0.84
|  | 90 | 122 | 0 | 0% | 2 |  |  | 0 | Same as pre-upgrade | Same as pre-upgrade | 0 | 0.84
|  | 135 | 178 | 0 | 0% | 2 |  |  | 0 | Same as pre-upgrade | Same as pre-upgrade | 0 | 0.84
|  | 180 | 223 | 0 | 0% | 2 |  |  | 0 | Same as pre-upgrade | Same as pre-upgrade | 0 | 0.84
[12 empty] | 0 | 0
[12 empty] | 0 | 0
[12 empty] | 0 | 0
Low Pressure Sodium- Magnetic Control Gear (e.g. LST, SOX) |  | 55 | 77 | 0 | 0% | 2 |  |  | 0 | Same as pre-upgrade | Same as pre-upgrade | 0 | 0.84
|  | 90 | 130 | 0 | 0% | 2 |  |  | 0 | Same as pre-upgrade | Same as pre-upgrade | 0 | 0.84
|  | 135 | 190 | 0 | 0% | 2 |  |  | 0 | Same as pre-upgrade | Same as pre-upgrade | 0 | 0.84
|  | 180 | 223 | 0 | 0% | 2 |  |  | 0 | Same as pre-upgrade | Same as pre-upgrade | 0 | 0.84
[12 empty] | 0 | 0
[12 empty] | 0 | 0
[12 empty] | 0 | 0
[12 empty] | 0 | 0
High Pressure Sodium
|  |  |  | Existing assets (as specified in 'Existing Inventory') |  |  | Upgrade assets
Type |  | Wattage (W) | Circuit Wattage (W) | Number of existing assets | % Existing lamps with dimming | Dimming levels for existing lamps with dimming | Number of lanterns removed in upgrade | Number of new lanterns installed in upgrade | Number of lanterns after upgrade | % Lanterns with dimming after upgrade | Dimming levels of lanterns with dimming after upgrade
High Pressure Sodium - High Frequency Control Gear (e.g. HST, SON-HF) |  | 50 | 57 | 0 | 0% | 2 |  |  | 0 | Same as pre-upgrade | Same as pre-upgrade | 0 | 0.84
|  | 70 | 77 | 0 | 0% | 2 |  |  | 0 | Same as pre-upgrade | Same as pre-upgrade | 0 | 0.84
|  | 100 | 105 | 0 | 0% | 2 |  |  | 0 | Same as pre-upgrade | Same as pre-upgrade | 0 | 0.84
|  | 150 | 159 | 0 | 0% | 2 |  |  | 0 | Same as pre-upgrade | Same as pre-upgrade | 0 | 0.84
|  | 250 | 267 | 0 | 0% | 2 |  |  | 0 | Same as pre-upgrade | Same as pre-upgrade | 0 | 0.84
|  | 400 | 434 | 0 | 0% | 2 |  |  | 0 | Same as pre-upgrade | Same as pre-upgrade | 0 | 0.84
0
0
High Pressure Sodium -Magnetic Control Gear (e.g. HST, SON-HF) |  | 50 | 62 | 0 | 0% | 2 |  |  | 0 | Same as pre-upgrade | Same as pre-upgrade | 0 | 0.84
|  | 70 | 79 | 0 | 0% | 2 |  |  | 0 | Same as pre-upgrade | Same as pre-upgrade | 0 | 0.84
|  | 100 | 114 | 0 | 0% | 2 |  |  | 0 | Same as pre-upgrade | Same as pre-upgrade | 0 | 0.84
|  | 150 | 190 | 0 | 0% | 2 |  |  | 0 | Same as pre-upgrade | Same as pre-upgrade | 0 | 0.84
|  | 250 | 301 | 0 | 0% | 2 |  |  | 0 | Same as pre-upgrade | Same as pre-upgrade | 0 | 0.84
|  | 400 | 434 | 0 | 0% | 2 |  |  | 0 | Same as pre-upgrade | Same as pre-upgrade | 0 | 0.84
[12 empty] | 0 | 1
[12 empty] | 0 | 1
Ceramic Discharge Outdoor SON replacement lamp (e.g. HCI-TT, CDO-TT) |  | 70 | 79 | 0 | 0% | 2 |  |  | 0 | Same as pre-upgrade | Same as pre-upgrade | 0 | 0.84
|  | 100 | 114 | 0 | 0% | 2 |  |  | 0 | Same as pre-upgrade | Same as pre-upgrade | 0 | 0.84
|  | 150 | 190 | 0 | 0% | 2 |  |  | 0 | Same as pre-upgrade | Same as pre-upgrade | 0 | 0.84
|  | 250 | 301 | 0 | 0% | 2 |  |  | 0 | Same as pre-upgrade | Same as pre-upgrade | 0 | 0.84
|  | 70 | 79 | 0 | 0% | 2 |  |  | 0 | Same as pre-upgrade | Same as pre-upgrade | 0 | 0.84
|  | 100 | 106 | 0 | 0% | 2 |  |  | 0 | Same as pre-upgrade | Same as pre-upgrade | 0 | 0.84
|  | 150 | 158 | 0 | 0% | 2 |  |  | 0 | Same as pre-upgrade | Same as pre-upgrade | 0 | 0.84
|  | 250 | 267 | 0 | 0% | 2 |  |  | 0 | Same as pre-upgrade | Same as pre-upgrade | 0 | 0.84
Metal Halide
|  |  |  | Existing assets (as specified in 'Existing Inventory') |  |  | Upgrade assets
Type |  | Wattage (W) | Circuit Wattage (W) | Number of existing assets | % Existing lamps with dimming | Dimming levels for existing lamps with dimming | Number of lanterns removed in upgrade | Number of new lanterns installed in upgrade | Number of lanterns after upgrade | % Lanterns with dimming after upgrade | Dimming levels of lanterns with dimming after upgrade
Metal Halide - High Frequency Control Gear (e.g. HIT, HIE, HQI) |  | 50 | 57 | 0 | 0% | 2 |  |  | 0 | Same as pre-upgrade | Same as pre-upgrade | 0 | 0.84
|  | 70 | 76 | 0 | 0% | 2 |  |  | 0 | Same as pre-upgrade | Same as pre-upgrade | 0 | 0.84
|  | 100 | 114 | 0 | 0% | 2 |  |  | 0 | Same as pre-upgrade | Same as pre-upgrade | 0 | 0.84
|  | 150 | 163 | 0 | 0% | 2 |  |  | 0 | Same as pre-upgrade | Same as pre-upgrade | 0 | 0.84
|  | 250 | 261 | 0 | 0% | 2 |  |  | 0 | Same as pre-upgrade | Same as pre-upgrade | 0 | 0.84
|  | 400 | 424 | 0 | 0% | 2 |  |  | 0 | Same as pre-upgrade | Same as pre-upgrade | 0 | 0.84
0
0
Metal Halide - Magnetic Control Gear (e.g. HIT, HIE, HQI) |  | 70 | 89 | 0 | 0% | 2 |  |  | 0 | Same as pre-upgrade | Same as pre-upgrade | 0 | 0.84
|  | 100 | 118 | 0 | 0% | 2 |  |  | 0 | Same as pre-upgrade | Same as pre-upgrade | 0 | 0.84
|  | 150 | 179 | 0 | 0% | 2 |  |  | 0 | Same as pre-upgrade | Same as pre-upgrade | 0 | 0.84
|  | 250 | 301 | 0 | 0% | 2 |  |  | 0 | Same as pre-upgrade | Same as pre-upgrade | 0 | 0.84
|  | 400 | 471 | 0 | 0% | 2 |  |  | 0 | Same as pre-upgrade | Same as pre-upgrade | 0 | 0.84
0
0
0
Ceramic Metal Halide (e.g. HIT-CE, CDM HCI) |  | 35 | 47 | 0 | 0% | 2 |  |  | 0 | Same as pre-upgrade | Same as pre-upgrade | 0 | 0.84
|  | 70 | 86 | 0 | 0% | 2 |  |  | 0 | Same as pre-upgrade | Same as pre-upgrade | 0 | 0.84
|  | 150 | 167 | 0 | 0% | 2 |  |  | 0 | Same as pre-upgrade | Same as pre-upgrade | 0 | 0.84
|  | 210 | 225 | 0 | 0% | 2 |  |  | 0 | Same as pre-upgrade | Same as pre-upgrade | 0 | 0.84
[12 empty] | 0 | 1
[12 empty] | 0 | 1
[12 empty] | 0 | 1
[12 empty] | 0 | 1
CPO - Philips Cosmopolis Lamp |  | 45 | 50 | 0 | 0% | 2 |  |  | 0 | Same as pre-upgrade | Same as pre-upgrade | 0 | 0.84
|  | 60 | 66 | 0 | 0% | 2 |  |  | 0 | Same as pre-upgrade | Same as pre-upgrade | 0 | 0.84
|  | 90 | 98 | 0 | 0% | 2 |  |  | 0 | Same as pre-upgrade | Same as pre-upgrade | 0 | 0.84
|  | 140 | 153 | 0 | 0% | 2 |  |  | 0 | Same as pre-upgrade | Same as pre-upgrade | 0 | 1.6
0
0
0
0
0
0
0
Low Pressure Mercury
|  |  |  | Existing assets (as specified in 'Existing Inventory') |  |  | Upgrade assets
Type |  | Wattage (W) | Circuit Wattage (W) | Number of existing assets | % Existing lamps with dimming | Dimming levels for existing lamps with dimming | Number of lanterns removed in upgrade | Number of new lanterns installed in upgrade | Number of lanterns after upgrade | % Lanterns with dimming after upgrade | Dimming levels of lanterns with dimming after upgrade
Compact Low Pressure Mercury - High Frequency Control Gear (e.g. FSD, PL-L, TC-L) |  | 36 | 36 | 0 | 0% | 2 |  |  | 0 | Same as pre-upgrade | Same as pre-upgrade | 0 | 0.84
|  | 40 | 45 | 0 | 0% | 2 |  |  | 0 | Same as pre-upgrade | Same as pre-upgrade | 0 | 0.84
|  | 55 | 62 | 0 | 0% | 2 |  |  | 0 | Same as pre-upgrade | Same as pre-upgrade | 0 | 0.84
0
Compact Low Pressure Mercury - Magnetic Control Gear (e.g. FSD, PL-L, TC-L) |  | 36 | 44 | 0 | 0% | 2 |  |  | 0 | Same as pre-upgrade | Same as pre-upgrade | 0 | 0.84
|  | 40 | 45 | 0 | 0% | 2 |  |  | 0 | Same as pre-upgrade | Same as pre-upgrade | 0 | 0.84
[12 empty] | 0 | 0
[12 empty] | 0 | 0

## 4 - Assumptions - Maint Cost
Sheet 4 - Assumptions: Maintenance Costs
Notes:
1. Only maintenance cost for replacement of lamps, lanterns and control gear is included based on materials and labour for component replacement. Maintenance costs do not cover other costs such as inspections, column, feeder post and cable maintenance or in-house overhead costs.
2. Model assumes that lamp will always be replaced when lantern is replaced.
3. All costs in financial year 2012-13 prices and exclude VAT.
4. Replacement of control gear triggers replacement of lamp and therefore shared labour expense.
| Reference Cost based on Industry Benchmarking (£/unit) | Used Defined Cost (£/unit)
Lamp replacement (Non-LED) | 50 | 50
Lamp + lantern replacement (Non-LED) | 210 | 210
Control gear replacement (Non-CMS) | 25 | 25
LED Lantern replacement (3,000 lm) | 215 | 215
LED Lantern replacement (5,000 lm) | 264 | 264
LED Lantern replacement (7,000 lm) | 317 | 317
LED Lantern replacement (11,000 lm) | 422 | 422
LED Lantern replacement (18,000 lm) | 422 | 422
LED Lantern replacement (30,000 lm) | 449 | 449
CMS running costs per unit per annum | 3 | 3
CMS Systems
CMS Systems can potentially provide reductions in central office cost, night scouting, surveys, fault diagnosics and maintenance planning. The magnitude of these saving depends of the current maintenance approach used. This cell can be used to test the impact on the business case of savings to central office costs as a result of implementing a CMS system. |  |  | User defined Saving (£/annum)

## 5 - Assumptions - Capex
Sheet 5 - Assumptions: Capex
Notes:
1. All costs in financial year 2012-13 prices and exclude VAT.
2. LED Lantern reference costs depend on the date of renewal entered on Sheet 3. It is assumed that cost will come down over time as the technology and supply chain develops
| Reference Cost based on Industry Benchmarking (£/unit) | Used Defined Cost (£/unit)
Lamp + lantern (Non-LED) | 210 | 210
LED Lantern (3,000 lm) | 286 | 286
LED Lantern (5,000 lm) | 352 | 352
LED Lantern (7,000 lm) | 422.4 | 422.4
LED Lantern (11,000 lm) | 563.2 | 563.2
LED Lantern (18,000 lm) | 563.2 | 563.2
LED Lantern (30,000 lm) | 598.4 | 598.4
Control gear (Non-CMS) | 25 | 25
CMS cost per node | 65 | 65

## 6 - Assumptions - Energy
Sheet 6 - Energy Cost and Emissions Assumptions
Notes:
1. All costs in financial year 2012-13 prices.
2. Year 2012 in table below refers to financial year 1st April 2012 to 31st March 2013.
| 2012 | 2013 | 2014 | 2015 | 2016 | 2017 | 2018 | 2019 | 2020 | 2021 | 2022
DECC Central Electricity Price Forecasts (p/kWh) | 9.71 | 10.3937 | 10.5232 | 10.4826 | 10.6755 | 10.7949 | 10.7314 | 10.9533 | 11.3292 | 11.7837 | 11.9521
DECC High Electricity Price Forecasts (p/kWh) | 9.71 | 10.3516 | 10.4476 | 10.2655 | 10.4086 | 10.8331 | 10.9789 | 11.4531 | 11.7763 | 12.1294 | 12.2746
DECC Low Electricity Price Forecasts (p/kWh) | 9.71 | 9.7806 | 10.0531 | 9.7912 | 9.6353 | 9.8394 | 9.7567 | 10.0754 | 10.5889 | 10.8273 | 11.1817
User defined (p/kWh) | 9.71 | 10.3937 | 10.5232 | 10.4826 | 10.6755 | 10.7949 | 10.7314 | 10.9533 | 11.3292 | 11.7837 | 11.9521
| 2023 | 2024 | 2025 | 2026 | 2027 | 2028 | 2029 | 2030 | 2031 | 2032 | 2033
DECC Central Electricity Price Forecasts | 12.0215 | 12.4529 | 12.7316 | 12.8039 | 13.0737 | 13.0824 | 13.106 | 13.2544 | 13.2544 | 13.2544 | 13.2544
DECC High Electricity Price Forecasts | 12.3955 | 12.7926 | 13.0351 | 13.0573 | 13.2528 | 13.2428 | 13.2745 | 13.403 | 13.403 | 13.403 | 13.403
DECC Low Electricity Price Forecasts | 11.0085 | 11.647 | 12.0293 | 12.2679 | 12.3566 | 12.4161 | 12.3725 | 12.4799 | 12.4799 | 12.4799 | 12.4799
User defined (p/kWh) | 12.0215 | 12.4529 | 12.7316 | 12.8039 | 13.0737 | 13.0824 | 13.106 | 13.2544 | 13.2544 | 13.2544 | 13.2544
| 2034 | 2035 | 2036 | 2037 | 2038 | 2039 | 2040 | 2041 | 2042 | 2043 | 2044
DECC Central Electricity Price Forecasts | 13.2544 | 13.2544 | 13.2544 | 13.2544 | 13.2544 | 13.2544 | 13.2544 | 13.2544 | 13.2544 | 13.2544 | 13.2544
DECC High Electricity Price Forecasts | 13.403 | 13.403 | 13.403 | 13.403 | 13.403 | 13.403 | 13.403 | 13.403 | 13.403 | 13.403 | 13.403
DECC Low Electricity Price Forecasts | 12.4799 | 12.4799 | 12.4799 | 12.4799 | 12.4799 | 12.4799 | 12.4799 | 12.4799 | 12.4799 | 12.4799 | 12.4799
User defined (p/kWh) | 13.2544 | 13.2544 | 13.2544 | 13.2544 | 13.2544 | 13.2544 | 13.2544 | 13.2544 | 13.2544 | 13.2544 | 13.2544
2045
DECC Central Electricity Price Forecasts | 2034: 13.25
DECC High Electricity Price Forecasts | 2034: 13.4
DECC Low Electricity Price Forecasts | 2034: 12.48
User defined (p/kWh) | 2034: 13.25
| 2012 | 2013 | 2014 | 2015 | 2016 | 2017 | 2018 | 2019 | 2020 | 2021 | 2022
Emissions factor (tCO2/MWh) | 0.47 | 0.46 | 0.43 | 0.43 | 0.41 | 0.4 | 0.39 | 0.37 | 0.33 | 0.31 | 0.3
| 2023 | 2024 | 2025 | 2026 | 2027 | 2028 | 2029 | 2030 | 2031 | 2032 | 2033
Emissions factor (tCO2/MWh) | 0.27 | 0.27 | 0.27 | 0.25 | 0.24 | 0.22 | 0.21 | 0.19 | 0.19 | 0.19 | 0.19
| 2034 | 2035 | 2036 | 2037 | 2038 | 2039 | 2040 | 2041 | 2042 | 2043 | 2044
Emissions factor (tCO2/MWh) | 0.19 | 0.19 | 0.19 | 0.19 | 0.19 | 0.19 | 0.19 | 0.19 | 0.19 | 0.19 | 0.19
2045
Emissions factor (tCO2/MWh) | 2034: 0.19

## Assumptions - Life cycles (hidden)
Lamp Replacement Cycle |  |  |  | Inverse
LPS | 3.5 | Years |  | 0.28571
HPS6 | 6 | Years |  | 0.16667
HPS5 | 5 | Years |  | 0.2
CDO | 3.5 | Years |  | 0.28571
MH | 3 | Years |  | 0.33333
CPO | 6 | Years |  | 0.16667
LPM | 4 | Years |  | 0.25
Years
Lantern replacement cycle | 25 | Years
CMS replacement cycle | 25 | Years
Switchgear replacement cycle | 15 | Years
LED Reference Costs | 2012 | 2013 | 2014 | 2015 |  | LED Offset
1
LED Lantern (18w) | 325 | 286 | 250.25 | 215 |  | 286
LED Lantern (36w) | 400 | 352 | 308 | 264 |  | 352
LED Lantern (54w) | 480 | 422.4 | 369.6 | 317 |  | 422.4
LED Lantern (100w) | 640 | 563.2 | 492.8 | 422 |  | 563.2
LED Lantern (170w) | 640 | 563.2 | 492.8 | 422 |  | 563.2
LED Lantern (255w) | 680 | 598.4 | 523.6 | 449 |  | 598.4
|  | Lumens | 3000 | 5000 | 7000 | 11000 | 18000 | 30000
LED Efficiency factors |  | Watts (base year) | 11 | 22 | 32 | 60 | 100 | 150
2012 | 1 |  | 11 | 22 | 32 | 60 | 100 | 150
2013 | 0.9075 |  | 9.9825 | 19.965 | 29.04 | 54.45 | 90.75 | 136.125
2014 | 0.815 |  | 8.965 | 17.93 | 26.08 | 48.9 | 81.5 | 122.25
2015 | 0.7225 |  | 7.9475 | 15.895 | 23.12 | 43.35 | 72.25 | 108.375
2016 | 0.63 |  | 6.93 | 13.86 | 20.16 | 37.8 | 63 | 94.5

## ENGINE (hidden)
Retained Lamps - CUMULATIVE | [7 empty] | Year
[8 empty] | 0 | 2012 | 2013 | 2014 | 2015 | 2016 | 2017 | 2018 | 2019 | 2020 | 2021 | 2022 | 2023 | 2024 | 2025 | 2026 | 2027 | 2028 | 2029 | 2030 | 2031 | 2032 | 2033 | 2034 | 2035 | 2036 | 2037 | 2038 | 2039 | 2040 | 2041 | 2042 | 2043 | 2044 | 2045 | 2046 | 2047 | 2048
Type | Wattage (W) | Circuit W | Category | OP HOURS BEFORE | Watt-hours/LAMP INC DIMMING | OP HOURS AFTER | Watt-hours/LAMP INC DIMMING
LPS | 35 | 58 | LPS | 4138 | 240004 | 4138 | 240004 | 0 | 0 | 0 | 0 | 0 | 0 | 0 | 0 | 0 | 0 | 0 | 0 | 0 | 0 | 0 | 0 | 0 | 0 | 0 | 0 | 0 | 0 | 0 | 0 | 0 | 0 | 0 | 0 | 0 | 0 | 0 | 0 | 0 | 0 | 0 | 0 | 0 | 0
| 55 | 74 | LPS | 4138 | 306212 | 4138 | 306212 | 0 | 0 | 0 | 0 | 0 | 0 | 0 | 0 | 0 | 0 | 0 | 0 | 0 | 0 | 0 | 0 | 0 | 0 | 0 | 0 | 0 | 0 | 0 | 0 | 0 | 0 | 0 | 0 | 0 | 0 | 0 | 0 | 0 | 0 | 0 | 0 | 0 | 0
| 90 | 122 | LPS | 4138 | 504836 | 4138 | 504836 | 0 | 0 | 0 | 0 | 0 | 0 | 0 | 0 | 0 | 0 | 0 | 0 | 0 | 0 | 0 | 0 | 0 | 0 | 0 | 0 | 0 | 0 | 0 | 0 | 0 | 0 | 0 | 0 | 0 | 0 | 0 | 0 | 0 | 0 | 0 | 0 | 0 | 0
| 135 | 178 | LPS | 4138 | 736564 | 4138 | 736564 | 0 | 0 | 0 | 0 | 0 | 0 | 0 | 0 | 0 | 0 | 0 | 0 | 0 | 0 | 0 | 0 | 0 | 0 | 0 | 0 | 0 | 0 | 0 | 0 | 0 | 0 | 0 | 0 | 0 | 0 | 0 | 0 | 0 | 0 | 0 | 0 | 0 | 0
| 180 | 223 | LPS | 4138 | 922774 | 4138 | 922774 | 0 | 0 | 0 | 0 | 0 | 0 | 0 | 0 | 0 | 0 | 0 | 0 | 0 | 0 | 0 | 0 | 0 | 0 | 0 | 0 | 0 | 0 | 0 | 0 | 0 | 0 | 0 | 0 | 0 | 0 | 0 | 0 | 0 | 0 | 0 | 0 | 0 | 0
| 0 | 0 | LPS | 4138 | 0 | 4138 | 0 | 0 | 0 | 0 | 0 | 0 | 0 | 0 | 0 | 0 | 0 | 0 | 0 | 0 | 0 | 0 | 0 | 0 | 0 | 0 | 0 | 0 | 0 | 0 | 0 | 0 | 0 | 0 | 0 | 0 | 0 | 0 | 0 | 0 | 0 | 0 | 0 | 0 | 0
| 0 | 0 | LPS | 4138 | 0 | 4138 | 0 | 0 | 0 | 0 | 0 | 0 | 0 | 0 | 0 | 0 | 0 | 0 | 0 | 0 | 0 | 0 | 0 | 0 | 0 | 0 | 0 | 0 | 0 | 0 | 0 | 0 | 0 | 0 | 0 | 0 | 0 | 0 | 0 | 0 | 0 | 0 | 0 | 0 | 0
| 0 | 0 | LPS | 4138 | 0 | 4138 | 0 | 0 | 0 | 0 | 0 | 0 | 0 | 0 | 0 | 0 | 0 | 0 | 0 | 0 | 0 | 0 | 0 | 0 | 0 | 0 | 0 | 0 | 0 | 0 | 0 | 0 | 0 | 0 | 0 | 0 | 0 | 0 | 0 | 0 | 0 | 0 | 0 | 0 | 0
LPS | 55 | 77 | LPS | 4138 | 318626 | 4138 | 318626 | 0 | 0 | 0 | 0 | 0 | 0 | 0 | 0 | 0 | 0 | 0 | 0 | 0 | 0 | 0 | 0 | 0 | 0 | 0 | 0 | 0 | 0 | 0 | 0 | 0 | 0 | 0 | 0 | 0 | 0 | 0 | 0 | 0 | 0 | 0 | 0 | 0 | 0
| 90 | 130 | LPS | 4138 | 537940 | 4138 | 537940 | 0 | 0 | 0 | 0 | 0 | 0 | 0 | 0 | 0 | 0 | 0 | 0 | 0 | 0 | 0 | 0 | 0 | 0 | 0 | 0 | 0 | 0 | 0 | 0 | 0 | 0 | 0 | 0 | 0 | 0 | 0 | 0 | 0 | 0 | 0 | 0 | 0 | 0
| 135 | 190 | LPS | 4138 | 786220 | 4138 | 786220 | 0 | 0 | 0 | 0 | 0 | 0 | 0 | 0 | 0 | 0 | 0 | 0 | 0 | 0 | 0 | 0 | 0 | 0 | 0 | 0 | 0 | 0 | 0 | 0 | 0 | 0 | 0 | 0 | 0 | 0 | 0 | 0 | 0 | 0 | 0 | 0 | 0 | 0
| 180 | 223 | LPS | 4138 | 922774 | 4138 | 922774 | 0 | 0 | 0 | 0 | 0 | 0 | 0 | 0 | 0 | 0 | 0 | 0 | 0 | 0 | 0 | 0 | 0 | 0 | 0 | 0 | 0 | 0 | 0 | 0 | 0 | 0 | 0 | 0 | 0 | 0 | 0 | 0 | 0 | 0 | 0 | 0 | 0 | 0
| 0 | 0 | LPS | 4138 | 0 | 4138 | 0 | 0 | 0 | 0 | 0 | 0 | 0 | 0 | 0 | 0 | 0 | 0 | 0 | 0 | 0 | 0 | 0 | 0 | 0 | 0 | 0 | 0 | 0 | 0 | 0 | 0 | 0 | 0 | 0 | 0 | 0 | 0 | 0 | 0 | 0 | 0 | 0 | 0 | 0
| 0 | 0 | LPS | 4138 | 0 | 4138 | 0 | 0 | 0 | 0 | 0 | 0 | 0 | 0 | 0 | 0 | 0 | 0 | 0 | 0 | 0 | 0 | 0 | 0 | 0 | 0 | 0 | 0 | 0 | 0 | 0 | 0 | 0 | 0 | 0 | 0 | 0 | 0 | 0 | 0 | 0 | 0 | 0 | 0 | 0
| 0 | 0 | LPS | 4138 | 0 | 4138 | 0 | 0 | 0 | 0 | 0 | 0 | 0 | 0 | 0 | 0 | 0 | 0 | 0 | 0 | 0 | 0 | 0 | 0 | 0 | 0 | 0 | 0 | 0 | 0 | 0 | 0 | 0 | 0 | 0 | 0 | 0 | 0 | 0 | 0 | 0 | 0 | 0 | 0 | 0
| 0 | 0 | LPS | 4138 | 0 | 4138 | 0 | 0 | 0 | 0 | 0 | 0 | 0 | 0 | 0 | 0 | 0 | 0 | 0 | 0 | 0 | 0 | 0 | 0 | 0 | 0 | 0 | 0 | 0 | 0 | 0 | 0 | 0 | 0 | 0 | 0 | 0 | 0 | 0 | 0 | 0 | 0 | 0 | 0 | 0
HPS | 50 | 57 | HPS6 | 4138 | 235866 | 4138 | 235866 | 0 | 0 | 0 | 0 | 0 | 0 | 0 | 0 | 0 | 0 | 0 | 0 | 0 | 0 | 0 | 0 | 0 | 0 | 0 | 0 | 0 | 0 | 0 | 0 | 0 | 0 | 0 | 0 | 0 | 0 | 0 | 0 | 0 | 0 | 0 | 0 | 0 | 0
| 70 | 77 | HPS6 | 4138 | 318626 | 4138 | 318626 | 0 | 0 | 0 | 0 | 0 | 0 | 0 | 0 | 0 | 0 | 0 | 0 | 0 | 0 | 0 | 0 | 0 | 0 | 0 | 0 | 0 | 0 | 0 | 0 | 0 | 0 | 0 | 0 | 0 | 0 | 0 | 0 | 0 | 0 | 0 | 0 | 0 | 0
| 100 | 105 | HPS6 | 4138 | 434490 | 4138 | 434490 | 0 | 0 | 0 | 0 | 0 | 0 | 0 | 0 | 0 | 0 | 0 | 0 | 0 | 0 | 0 | 0 | 0 | 0 | 0 | 0 | 0 | 0 | 0 | 0 | 0 | 0 | 0 | 0 | 0 | 0 | 0 | 0 | 0 | 0 | 0 | 0 | 0 | 0
| 150 | 159 | HPS6 | 4138 | 657942 | 4138 | 657942 | 0 | 0 | 0 | 0 | 0 | 0 | 0 | 0 | 0 | 0 | 0 | 0 | 0 | 0 | 0 | 0 | 0 | 0 | 0 | 0 | 0 | 0 | 0 | 0 | 0 | 0 | 0 | 0 | 0 | 0 | 0 | 0 | 0 | 0 | 0 | 0 | 0 | 0
| 250 | 267 | HPS6 | 4138 | 1104846 | 4138 | 1104846 | 0 | 0 | 0 | 0 | 0 | 0 | 0 | 0 | 0 | 0 | 0 | 0 | 0 | 0 | 0 | 0 | 0 | 0 | 0 | 0 | 0 | 0 | 0 | 0 | 0 | 0 | 0 | 0 | 0 | 0 | 0 | 0 | 0 | 0 | 0 | 0 | 0 | 0
| 400 | 434 | HPS6 | 4138 | 1795892 | 4138 | 1795892 | 0 | 0 | 0 | 0 | 0 | 0 | 0 | 0 | 0 | 0 | 0 | 0 | 0 | 0 | 0 | 0 | 0 | 0 | 0 | 0 | 0 | 0 | 0 | 0 | 0 | 0 | 0 | 0 | 0 | 0 | 0 | 0 | 0 | 0 | 0 | 0 | 0 | 0
| 0 | 0 | HPS6 | 4138 | 0 | 4138 | 0 | 0 | 0 | 0 | 0 | 0 | 0 | 0 | 0 | 0 | 0 | 0 | 0 | 0 | 0 | 0 | 0 | 0 | 0 | 0 | 0 | 0 | 0 | 0 | 0 | 0 | 0 | 0 | 0 | 0 | 0 | 0 | 0 | 0 | 0 | 0 | 0 | 0 | 0
| 0 | 0 | HPS6 | 4138 | 0 | 4138 | 0 | 0 | 0 | 0 | 0 | 0 | 0 | 0 | 0 | 0 | 0 | 0 | 0 | 0 | 0 | 0 | 0 | 0 | 0 | 0 | 0 | 0 | 0 | 0 | 0 | 0 | 0 | 0 | 0 | 0 | 0 | 0 | 0 | 0 | 0 | 0 | 0 | 0 | 0
HPS | 50 | 62 | HPS5 | 4138 | 256556 | 4138 | 256556 | 0 | 0 | 0 | 0 | 0 | 0 | 0 | 0 | 0 | 0 | 0 | 0 | 0 | 0 | 0 | 0 | 0 | 0 | 0 | 0 | 0 | 0 | 0 | 0 | 0 | 0 | 0 | 0 | 0 | 0 | 0 | 0 | 0 | 0 | 0 | 0 | 0 | 0
| 70 | 79 | HPS5 | 4138 | 326902 | 4138 | 326902 | 0 | 0 | 0 | 0 | 0 | 0 | 0 | 0 | 0 | 0 | 0 | 0 | 0 | 0 | 0 | 0 | 0 | 0 | 0 | 0 | 0 | 0 | 0 | 0 | 0 | 0 | 0 | 0 | 0 | 0 | 0 | 0 | 0 | 0 | 0 | 0 | 0 | 0
| 100 | 114 | HPS5 | 4138 | 471732 | 4138 | 471732 | 0 | 0 | 0 | 0 | 0 | 0 | 0 | 0 | 0 | 0 | 0 | 0 | 0 | 0 | 0 | 0 | 0 | 0 | 0 | 0 | 0 | 0 | 0 | 0 | 0 | 0 | 0 | 0 | 0 | 0 | 0 | 0 | 0 | 0 | 0 | 0 | 0 | 0
| 150 | 190 | HPS5 | 4138 | 786220 | 4138 | 786220 | 0 | 0 | 0 | 0 | 0 | 0 | 0 | 0 | 0 | 0 | 0 | 0 | 0 | 0 | 0 | 0 | 0 | 0 | 0 | 0 | 0 | 0 | 0 | 0 | 0 | 0 | 0 | 0 | 0 | 0 | 0 | 0 | 0 | 0 | 0 | 0 | 0 | 0
| 250 | 301 | HPS5 | 4138 | 1245538 | 4138 | 1245538 | 0 | 0 | 0 | 0 | 0 | 0 | 0 | 0 | 0 | 0 | 0 | 0 | 0 | 0 | 0 | 0 | 0 | 0 | 0 | 0 | 0 | 0 | 0 | 0 | 0 | 0 | 0 | 0 | 0 | 0 | 0 | 0 | 0 | 0 | 0 | 0 | 0 | 0
| 400 | 434 | HPS5 | 4138 | 1795892 | 4138 | 1795892 | 0 | 0 | 0 | 0 | 0 | 0 | 0 | 0 | 0 | 0 | 0 | 0 | 0 | 0 | 0 | 0 | 0 | 0 | 0 | 0 | 0 | 0 | 0 | 0 | 0 | 0 | 0 | 0 | 0 | 0 | 0 | 0 | 0 | 0 | 0 | 0 | 0 | 0
| 0 | 0 | HPS5 | 4138 | 0 | 4138 | 0 | 0 | 0 | 0 | 0 | 0 | 0 | 0 | 0 | 0 | 0 | 0 | 0 | 0 | 0 | 0 | 0 | 0 | 0 | 0 | 0 | 0 | 0 | 0 | 0 | 0 | 0 | 0 | 0 | 0 | 0 | 0 | 0 | 0 | 0 | 0 | 0 | 0 | 0
| 0 | 0 | HPS5 | 4138 | 0 | 4138 | 0 | 0 | 0 | 0 | 0 | 0 | 0 | 0 | 0 | 0 | 0 | 0 | 0 | 0 | 0 | 0 | 0 | 0 | 0 | 0 | 0 | 0 | 0 | 0 | 0 | 0 | 0 | 0 | 0 | 0 | 0 | 0 | 0 | 0 | 0 | 0 | 0 | 0 | 0
CDO | 70 | 79 | CDO | 4138 | 326902 | 4138 | 326902 | 0 | 0 | 0 | 0 | 0 | 0 | 0 | 0 | 0 | 0 | 0 | 0 | 0 | 0 | 0 | 0 | 0 | 0 | 0 | 0 | 0 | 0 | 0 | 0 | 0 | 0 | 0 | 0 | 0 | 0 | 0 | 0 | 0 | 0 | 0 | 0 | 0 | 0
| 100 | 114 | CDO | 4138 | 471732 | 4138 | 471732 | 0 | 0 | 0 | 0 | 0 | 0 | 0 | 0 | 0 | 0 | 0 | 0 | 0 | 0 | 0 | 0 | 0 | 0 | 0 | 0 | 0 | 0 | 0 | 0 | 0 | 0 | 0 | 0 | 0 | 0 | 0 | 0 | 0 | 0 | 0 | 0 | 0 | 0
| 150 | 190 | CDO | 4138 | 786220 | 4138 | 786220 | 0 | 0 | 0 | 0 | 0 | 0 | 0 | 0 | 0 | 0 | 0 | 0 | 0 | 0 | 0 | 0 | 0 | 0 | 0 | 0 | 0 | 0 | 0 | 0 | 0 | 0 | 0 | 0 | 0 | 0 | 0 | 0 | 0 | 0 | 0 | 0 | 0 | 0
| 250 | 301 | CDO | 4138 | 1245538 | 4138 | 1245538 | 0 | 0 | 0 | 0 | 0 | 0 | 0 | 0 | 0 | 0 | 0 | 0 | 0 | 0 | 0 | 0 | 0 | 0 | 0 | 0 | 0 | 0 | 0 | 0 | 0 | 0 | 0 | 0 | 0 | 0 | 0 | 0 | 0 | 0 | 0 | 0 | 0 | 0
| 70 | 79 | CDO | 4138 | 326902 | 4138 | 326902 | 0 | 0 | 0 | 0 | 0 | 0 | 0 | 0 | 0 | 0 | 0 | 0 | 0 | 0 | 0 | 0 | 0 | 0 | 0 | 0 | 0 | 0 | 0 | 0 | 0 | 0 | 0 | 0 | 0 | 0 | 0 | 0 | 0 | 0 | 0 | 0 | 0 | 0
| 100 | 106 | CDO | 4138 | 438628 | 4138 | 438628 | 0 | 0 | 0 | 0 | 0 | 0 | 0 | 0 | 0 | 0 | 0 | 0 | 0 | 0 | 0 | 0 | 0 | 0 | 0 | 0 | 0 | 0 | 0 | 0 | 0 | 0 | 0 | 0 | 0 | 0 | 0 | 0 | 0 | 0 | 0 | 0 | 0 | 0
| 150 | 158 | CDO | 4138 | 653804 | 4138 | 653804 | 0 | 0 | 0 | 0 | 0 | 0 | 0 | 0 | 0 | 0 | 0 | 0 | 0 | 0 | 0 | 0 | 0 | 0 | 0 | 0 | 0 | 0 | 0 | 0 | 0 | 0 | 0 | 0 | 0 | 0 | 0 | 0 | 0 | 0 | 0 | 0 | 0 | 0
| 250 | 267 | CDO | 4138 | 1104846 | 4138 | 1104846 | 0 | 0 | 0 | 0 | 0 | 0 | 0 | 0 | 0 | 0 | 0 | 0 | 0 | 0 | 0 | 0 | 0 | 0 | 0 | 0 | 0 | 0 | 0 | 0 | 0 | 0 | 0 | 0 | 0 | 0 | 0 | 0 | 0 | 0 | 0 | 0 | 0 | 0
MH | 50 | 57 | MH | 4138 | 235866 | 4138 | 235866 | 0 | 0 | 0 | 0 | 0 | 0 | 0 | 0 | 0 | 0 | 0 | 0 | 0 | 0 | 0 | 0 | 0 | 0 | 0 | 0 | 0 | 0 | 0 | 0 | 0 | 0 | 0 | 0 | 0 | 0 | 0 | 0 | 0 | 0 | 0 | 0 | 0 | 0
| 70 | 76 | MH | 4138 | 314488 | 4138 | 314488 | 0 | 0 | 0 | 0 | 0 | 0 | 0 | 0 | 0 | 0 | 0 | 0 | 0 | 0 | 0 | 0 | 0 | 0 | 0 | 0 | 0 | 0 | 0 | 0 | 0 | 0 | 0 | 0 | 0 | 0 | 0 | 0 | 0 | 0 | 0 | 0 | 0 | 0
| 100 | 114 | MH | 4138 | 471732 | 4138 | 471732 | 0 | 0 | 0 | 0 | 0 | 0 | 0 | 0 | 0 | 0 | 0 | 0 | 0 | 0 | 0 | 0 | 0 | 0 | 0 | 0 | 0 | 0 | 0 | 0 | 0 | 0 | 0 | 0 | 0 | 0 | 0 | 0 | 0 | 0 | 0 | 0 | 0 | 0
| 150 | 163 | MH | 4138 | 674494 | 4138 | 674494 | 0 | 0 | 0 | 0 | 0 | 0 | 0 | 0 | 0 | 0 | 0 | 0 | 0 | 0 | 0 | 0 | 0 | 0 | 0 | 0 | 0 | 0 | 0 | 0 | 0 | 0 | 0 | 0 | 0 | 0 | 0 | 0 | 0 | 0 | 0 | 0 | 0 | 0
| 250 | 261 | MH | 4138 | 1080018 | 4138 | 1080018 | 0 | 0 | 0 | 0 | 0 | 0 | 0 | 0 | 0 | 0 | 0 | 0 | 0 | 0 | 0 | 0 | 0 | 0 | 0 | 0 | 0 | 0 | 0 | 0 | 0 | 0 | 0 | 0 | 0 | 0 | 0 | 0 | 0 | 0 | 0 | 0 | 0 | 0
| 400 | 424 | MH | 4138 | 1754512 | 4138 | 1754512 | 0 | 0 | 0 | 0 | 0 | 0 | 0 | 0 | 0 | 0 | 0 | 0 | 0 | 0 | 0 | 0 | 0 | 0 | 0 | 0 | 0 | 0 | 0 | 0 | 0 | 0 | 0 | 0 | 0 | 0 | 0 | 0 | 0 | 0 | 0 | 0 | 0 | 0
| 0 | 0 | MH | 4138 | 0 | 4138 | 0 | 0 | 0 | 0 | 0 | 0 | 0 | 0 | 0 | 0 | 0 | 0 | 0 | 0 | 0 | 0 | 0 | 0 | 0 | 0 | 0 | 0 | 0 | 0 | 0 | 0 | 0 | 0 | 0 | 0 | 0 | 0 | 0 | 0 | 0 | 0 | 0 | 0 | 0
| 0 | 0 | MH | 4138 | 0 | 4138 | 0 | 0 | 0 | 0 | 0 | 0 | 0 | 0 | 0 | 0 | 0 | 0 | 0 | 0 | 0 | 0 | 0 | 0 | 0 | 0 | 0 | 0 | 0 | 0 | 0 | 0 | 0 | 0 | 0 | 0 | 0 | 0 | 0 | 0 | 0 | 0 | 0 | 0 | 0
MH | 70 | 89 | MH | 4138 | 368282 | 4138 | 368282 | 0 | 0 | 0 | 0 | 0 | 0 | 0 | 0 | 0 | 0 | 0 | 0 | 0 | 0 | 0 | 0 | 0 | 0 | 0 | 0 | 0 | 0 | 0 | 0 | 0 | 0 | 0 | 0 | 0 | 0 | 0 | 0 | 0 | 0 | 0 | 0 | 0 | 0
| 100 | 118 | MH | 4138 | 488284 | 4138 | 488284 | 0 | 0 | 0 | 0 | 0 | 0 | 0 | 0 | 0 | 0 | 0 | 0 | 0 | 0 | 0 | 0 | 0 | 0 | 0 | 0 | 0 | 0 | 0 | 0 | 0 | 0 | 0 | 0 | 0 | 0 | 0 | 0 | 0 | 0 | 0 | 0 | 0 | 0
| 150 | 179 | MH | 4138 | 740702 | 4138 | 740702 | 0 | 0 | 0 | 0 | 0 | 0 | 0 | 0 | 0 | 0 | 0 | 0 | 0 | 0 | 0 | 0 | 0 | 0 | 0 | 0 | 0 | 0 | 0 | 0 | 0 | 0 | 0 | 0 | 0 | 0 | 0 | 0 | 0 | 0 | 0 | 0 | 0 | 0
| 250 | 301 | MH | 4138 | 1245538 | 4138 | 1245538 | 0 | 0 | 0 | 0 | 0 | 0 | 0 | 0 | 0 | 0 | 0 | 0 | 0 | 0 | 0 | 0 | 0 | 0 | 0 | 0 | 0 | 0 | 0 | 0 | 0 | 0 | 0 | 0 | 0 | 0 | 0 | 0 | 0 | 0 | 0 | 0 | 0 | 0
| 400 | 471 | MH | 4138 | 1948998 | 4138 | 1948998 | 0 | 0 | 0 | 0 | 0 | 0 | 0 | 0 | 0 | 0 | 0 | 0 | 0 | 0 | 0 | 0 | 0 | 0 | 0 | 0 | 0 | 0 | 0 | 0 | 0 | 0 | 0 | 0 | 0 | 0 | 0 | 0 | 0 | 0 | 0 | 0 | 0 | 0
| 0 | 0 | MH | 4138 | 0 | 4138 | 0 | 0 | 0 | 0 | 0 | 0 | 0 | 0 | 0 | 0 | 0 | 0 | 0 | 0 | 0 | 0 | 0 | 0 | 0 | 0 | 0 | 0 | 0 | 0 | 0 | 0 | 0 | 0 | 0 | 0 | 0 | 0 | 0 | 0 | 0 | 0 | 0 | 0 | 0
| 0 | 0 | MH | 4138 | 0 | 4138 | 0 | 0 | 0 | 0 | 0 | 0 | 0 | 0 | 0 | 0 | 0 | 0 | 0 | 0 | 0 | 0 | 0 | 0 | 0 | 0 | 0 | 0 | 0 | 0 | 0 | 0 | 0 | 0 | 0 | 0 | 0 | 0 | 0 | 0 | 0 | 0 | 0 | 0 | 0
| 0 | 0 | MH | 4138 | 0 | 4138 | 0 | 0 | 0 | 0 | 0 | 0 | 0 | 0 | 0 | 0 | 0 | 0 | 0 | 0 | 0 | 0 | 0 | 0 | 0 | 0 | 0 | 0 | 0 | 0 | 0 | 0 | 0 | 0 | 0 | 0 | 0 | 0 | 0 | 0 | 0 | 0 | 0 | 0 | 0
CMH | 35 | 47 | MH | 4138 | 194486 | 4138 | 194486 | 0 | 0 | 0 | 0 | 0 | 0 | 0 | 0 | 0 | 0 | 0 | 0 | 0 | 0 | 0 | 0 | 0 | 0 | 0 | 0 | 0 | 0 | 0 | 0 | 0 | 0 | 0 | 0 | 0 | 0 | 0 | 0 | 0 | 0 | 0 | 0 | 0 | 0
| 70 | 86 | MH | 4138 | 355868 | 4138 | 355868 | 0 | 0 | 0 | 0 | 0 | 0 | 0 | 0 | 0 | 0 | 0 | 0 | 0 | 0 | 0 | 0 | 0 | 0 | 0 | 0 | 0 | 0 | 0 | 0 | 0 | 0 | 0 | 0 | 0 | 0 | 0 | 0 | 0 | 0 | 0 | 0 | 0 | 0
| 150 | 167 | MH | 4138 | 691046 | 4138 | 691046 | 0 | 0 | 0 | 0 | 0 | 0 | 0 | 0 | 0 | 0 | 0 | 0 | 0 | 0 | 0 | 0 | 0 | 0 | 0 | 0 | 0 | 0 | 0 | 0 | 0 | 0 | 0 | 0 | 0 | 0 | 0 | 0 | 0 | 0 | 0 | 0 | 0 | 0
| 210 | 225 | MH | 4138 | 931050 | 4138 | 931050 | 0 | 0 | 0 | 0 | 0 | 0 | 0 | 0 | 0 | 0 | 0 | 0 | 0 | 0 | 0 | 0 | 0 | 0 | 0 | 0 | 0 | 0 | 0 | 0 | 0 | 0 | 0 | 0 | 0 | 0 | 0 | 0 | 0 | 0 | 0 | 0 | 0 | 0
| 0 | 0 | MH | 4138 | 0 | 4138 | 0 | 0 | 0 | 0 | 0 | 0 | 0 | 0 | 0 | 0 | 0 | 0 | 0 | 0 | 0 | 0 | 0 | 0 | 0 | 0 | 0 | 0 | 0 | 0 | 0 | 0 | 0 | 0 | 0 | 0 | 0 | 0 | 0 | 0 | 0 | 0 | 0 | 0 | 0
| 0 | 0 | MH | 4138 | 0 | 4138 | 0 | 0 | 0 | 0 | 0 | 0 | 0 | 0 | 0 | 0 | 0 | 0 | 0 | 0 | 0 | 0 | 0 | 0 | 0 | 0 | 0 | 0 | 0 | 0 | 0 | 0 | 0 | 0 | 0 | 0 | 0 | 0 | 0 | 0 | 0 | 0 | 0 | 0 | 0
| 0 | 0 | MH | 4138 | 0 | 4138 | 0 | 0 | 0 | 0 | 0 | 0 | 0 | 0 | 0 | 0 | 0 | 0 | 0 | 0 | 0 | 0 | 0 | 0 | 0 | 0 | 0 | 0 | 0 | 0 | 0 | 0 | 0 | 0 | 0 | 0 | 0 | 0 | 0 | 0 | 0 | 0 | 0 | 0 | 0
| 0 | 0 | MH | 4138 | 0 | 4138 | 0 | 0 | 0 | 0 | 0 | 0 | 0 | 0 | 0 | 0 | 0 | 0 | 0 | 0 | 0 | 0 | 0 | 0 | 0 | 0 | 0 | 0 | 0 | 0 | 0 | 0 | 0 | 0 | 0 | 0 | 0 | 0 | 0 | 0 | 0 | 0 | 0 | 0 | 0
CPO | 45 | 50 | CPO | 4138 | 206900 | 4138 | 206900 | 0 | 0 | 0 | 0 | 0 | 0 | 0 | 0 | 0 | 0 | 0 | 0 | 0 | 0 | 0 | 0 | 0 | 0 | 0 | 0 | 0 | 0 | 0 | 0 | 0 | 0 | 0 | 0 | 0 | 0 | 0 | 0 | 0 | 0 | 0 | 0 | 0 | 0
| 60 | 66 | CPO | 4138 | 273108 | 4138 | 273108 | 0 | 0 | 0 | 0 | 0 | 0 | 0 | 0 | 0 | 0 | 0 | 0 | 0 | 0 | 0 | 0 | 0 | 0 | 0 | 0 | 0 | 0 | 0 | 0 | 0 | 0 | 0 | 0 | 0 | 0 | 0 | 0 | 0 | 0 | 0 | 0 | 0 | 0
| 90 | 98 | CPO | 4138 | 405524 | 4138 | 405524 | 0 | 0 | 0 | 0 | 0 | 0 | 0 | 0 | 0 | 0 | 0 | 0 | 0 | 0 | 0 | 0 | 0 | 0 | 0 | 0 | 0 | 0 | 0 | 0 | 0 | 0 | 0 | 0 | 0 | 0 | 0 | 0 | 0 | 0 | 0 | 0 | 0 | 0
| 140 | 153 | CPO | 4138 | 633114 | 4138 | 633114 | 0 | 0 | 0 | 0 | 0 | 0 | 0 | 0 | 0 | 0 | 0 | 0 | 0 | 0 | 0 | 0 | 0 | 0 | 0 | 0 | 0 | 0 | 0 | 0 | 0 | 0 | 0 | 0 | 0 | 0 | 0 | 0 | 0 | 0 | 0 | 0 | 0 | 0
| 0 | 0 |  | 4138 | 0 | 4138 | 0 | 0 | 0 | 0 | 0 | 0 | 0 | 0 | 0 | 0 | 0 | 0 | 0 | 0 | 0 | 0 | 0 | 0 | 0 | 0 | 0 | 0 | 0 | 0 | 0 | 0 | 0 | 0 | 0 | 0 | 0 | 0 | 0 | 0 | 0 | 0 | 0 | 0 | 0
| 0 | 0 |  | 4138 | 0 | 4138 | 0 | 0 | 0 | 0 | 0 | 0 | 0 | 0 | 0 | 0 | 0 | 0 | 0 | 0 | 0 | 0 | 0 | 0 | 0 | 0 | 0 | 0 | 0 | 0 | 0 | 0 | 0 | 0 | 0 | 0 | 0 | 0 | 0 | 0 | 0 | 0 | 0 | 0 | 0
| 0 | 0 |  | 4138 | 0 | 4138 | 0 | 0 | 0 | 0 | 0 | 0 | 0 | 0 | 0 | 0 | 0 | 0 | 0 | 0 | 0 | 0 | 0 | 0 | 0 | 0 | 0 | 0 | 0 | 0 | 0 | 0 | 0 | 0 | 0 | 0 | 0 | 0 | 0 | 0 | 0 | 0 | 0 | 0 | 0
| 0 | 0 |  | 4138 | 0 | 4138 | 0 | 0 | 0 | 0 | 0 | 0 | 0 | 0 | 0 | 0 | 0 | 0 | 0 | 0 | 0 | 0 | 0 | 0 | 0 | 0 | 0 | 0 | 0 | 0 | 0 | 0 | 0 | 0 | 0 | 0 | 0 | 0 | 0 | 0 | 0 | 0 | 0 | 0 | 0
| 0 | 0 |  | 4138 | 0 | 4138 | 0 | 0 | 0 | 0 | 0 | 0 | 0 | 0 | 0 | 0 | 0 | 0 | 0 | 0 | 0 | 0 | 0 | 0 | 0 | 0 | 0 | 0 | 0 | 0 | 0 | 0 | 0 | 0 | 0 | 0 | 0 | 0 | 0 | 0 | 0 | 0 | 0 | 0 | 0
| 0 | 0 |  | 4138 | 0 | 4138 | 0 | 0 | 0 | 0 | 0 | 0 | 0 | 0 | 0 | 0 | 0 | 0 | 0 | 0 | 0 | 0 | 0 | 0 | 0 | 0 | 0 | 0 | 0 | 0 | 0 | 0 | 0 | 0 | 0 | 0 | 0 | 0 | 0 | 0 | 0 | 0 | 0 | 0 | 0
| 0 | 0 |  | 4138 | 0 | 4138 | 0 | 0 | 0 | 0 | 0 | 0 | 0 | 0 | 0 | 0 | 0 | 0 | 0 | 0 | 0 | 0 | 0 | 0 | 0 | 0 | 0 | 0 | 0 | 0 | 0 | 0 | 0 | 0 | 0 | 0 | 0 | 0 | 0 | 0 | 0 | 0 | 0 | 0 | 0
CLPM | 36 | 36 | LPM | 4138 | 148968 | 4138 | 148968 | 0 | 0 | 0 | 0 | 0 | 0 | 0 | 0 | 0 | 0 | 0 | 0 | 0 | 0 | 0 | 0 | 0 | 0 | 0 | 0 | 0 | 0 | 0 | 0 | 0 | 0 | 0 | 0 | 0 | 0 | 0 | 0 | 0 | 0 | 0 | 0 | 0 | 0
| 40 | 45 | LPM | 4138 | 186210 | 4138 | 186210 | 0 | 0 | 0 | 0 | 0 | 0 | 0 | 0 | 0 | 0 | 0 | 0 | 0 | 0 | 0 | 0 | 0 | 0 | 0 | 0 | 0 | 0 | 0 | 0 | 0 | 0 | 0 | 0 | 0 | 0 | 0 | 0 | 0 | 0 | 0 | 0 | 0 | 0
| 55 | 62 | LPM | 4138 | 256556 | 4138 | 256556 | 0 | 0 | 0 | 0 | 0 | 0 | 0 | 0 | 0 | 0 | 0 | 0 | 0 | 0 | 0 | 0 | 0 | 0 | 0 | 0 | 0 | 0 | 0 | 0 | 0 | 0 | 0 | 0 | 0 | 0 | 0 | 0 | 0 | 0 | 0 | 0 | 0 | 0
| 0 | 0 | LPM | 4138 | 0 | 4138 | 0 | 0 | 0 | 0 | 0 | 0 | 0 | 0 | 0 | 0 | 0 | 0 | 0 | 0 | 0 | 0 | 0 | 0 | 0 | 0 | 0 | 0 | 0 | 0 | 0 | 0 | 0 | 0 | 0 | 0 | 0 | 0 | 0 | 0 | 0 | 0 | 0 | 0 | 0
CLPM | 36 | 44 | LPM | 4138 | 182072 | 4138 | 182072 | 0 | 0 | 0 | 0 | 0 | 0 | 0 | 0 | 0 | 0 | 0 | 0 | 0 | 0 | 0 | 0 | 0 | 0 | 0 | 0 | 0 | 0 | 0 | 0 | 0 | 0 | 0 | 0 | 0 | 0 | 0 | 0 | 0 | 0 | 0 | 0 | 0 | 0
| 40 | 45 | LPM | 4138 | 186210 | 4138 | 186210 | 0 | 0 | 0 | 0 | 0 | 0 | 0 | 0 | 0 | 0 | 0 | 0 | 0 | 0 | 0 | 0 | 0 | 0 | 0 | 0 | 0 | 0 | 0 | 0 | 0 | 0 | 0 | 0 | 0 | 0 | 0 | 0 | 0 | 0 | 0 | 0 | 0 | 0
| 0 | 0 | LPM | 4138 | 0 | 4138 | 0 | 0 | 0 | 0 | 0 | 0 | 0 | 0 | 0 | 0 | 0 | 0 | 0 | 0 | 0 | 0 | 0 | 0 | 0 | 0 | 0 | 0 | 0 | 0 | 0 | 0 | 0 | 0 | 0 | 0 | 0 | 0 | 0 | 0 | 0 | 0 | 0 | 0 | 0
| 0 | 0 | LPM | 4138 | 0 | 4138 | 0 | 0 | 0 | 0 | 0 | 0 | 0 | 0 | 0 | 0 | 0 | 0 | 0 | 0 | 0 | 0 | 0 | 0 | 0 | 0 | 0 | 0 | 0 | 0 | 0 | 0 | 0 | 0 | 0 | 0 | 0 | 0 | 0 | 0 | 0 | 0 | 0 | 0 | 0
Retained Lamps - Summary |  |  |  | Year |  | Year |  | 0 | 2012 | 2013 | 2014 | 2015 | 2016 | 2017 | 2018 | 2019 | 2020 | 2021 | 2022 | 2023 | 2024 | 2025 | 2026 | 2027 | 2028 | 2029 | 2030 | 2031 | 2032 | 2033 | 2034 | 2035 | 2036 | 2037 | 2038 | 2039 | 2040 | 2041 | 2042 | 2043 | 2044 | 2045 | 2046 | 2047 | 2048
LPS | [7 empty] | 0 | 0 | 0 | 0 | 0 | 0 | 0 | 0 | 0 | 0 | 0 | 0 | 0 | 0 | 0 | 0 | 0 | 0 | 0 | 0 | 0 | 0 | 0 | 0 | 0 | 0 | 0 | 0 | 0 | 0 | 0 | 0 | 0 | 0 | 0 | 0 | 0 | 0
HPS6 | [7 empty] | 0 | 0 | 0 | 0 | 0 | 0 | 0 | 0 | 0 | 0 | 0 | 0 | 0 | 0 | 0 | 0 | 0 | 0 | 0 | 0 | 0 | 0 | 0 | 0 | 0 | 0 | 0 | 0 | 0 | 0 | 0 | 0 | 0 | 0 | 0 | 0 | 0 | 0
HPS5 | [7 empty] | 0 | 0 | 0 | 0 | 0 | 0 | 0 | 0 | 0 | 0 | 0 | 0 | 0 | 0 | 0 | 0 | 0 | 0 | 0 | 0 | 0 | 0 | 0 | 0 | 0 | 0 | 0 | 0 | 0 | 0 | 0 | 0 | 0 | 0 | 0 | 0 | 0 | 0
CDO | [7 empty] | 0 | 0 | 0 | 0 | 0 | 0 | 0 | 0 | 0 | 0 | 0 | 0 | 0 | 0 | 0 | 0 | 0 | 0 | 0 | 0 | 0 | 0 | 0 | 0 | 0 | 0 | 0 | 0 | 0 | 0 | 0 | 0 | 0 | 0 | 0 | 0 | 0 | 0
MH | [7 empty] | 0 | 0 | 0 | 0 | 0 | 0 | 0 | 0 | 0 | 0 | 0 | 0 | 0 | 0 | 0 | 0 | 0 | 0 | 0 | 0 | 0 | 0 | 0 | 0 | 0 | 0 | 0 | 0 | 0 | 0 | 0 | 0 | 0 | 0 | 0 | 0 | 0 | 0
CPO | [7 empty] | 0 | 0 | 0 | 0 | 0 | 0 | 0 | 0 | 0 | 0 | 0 | 0 | 0 | 0 | 0 | 0 | 0 | 0 | 0 | 0 | 0 | 0 | 0 | 0 | 0 | 0 | 0 | 0 | 0 | 0 | 0 | 0 | 0 | 0 | 0 | 0 | 0 | 0
LPM | [7 empty] | 0 | 0 | 0 | 0 | 0 | 0 | 0 | 0 | 0 | 0 | 0 | 0 | 0 | 0 | 0 | 0 | 0 | 0 | 0 | 0 | 0 | 0 | 0 | 0 | 0 | 0 | 0 | 0 | 0 | 0 | 0 | 0 | 0 | 0 | 0 | 0 | 0 | 0
NULL | [7 empty] | 0 | 0 | 0 | 0 | 0 | 0 | 0 | 0 | 0 | 0 | 0 | 0 | 0 | 0 | 0 | 0 | 0 | 0 | 0 | 0 | 0 | 0 | 0 | 0 | 0 | 0 | 0 | 0 | 0 | 0 | 0 | 0 | 0 | 0 | 0 | 0 | 0 | 0
Removed Lamps - NON CUMULATIVE | [7 empty] | 0: Year
[8 empty] | 0 | 2012 | 2013 | 2014 | 2015 | 2016 | 2017 | 2018 | 2019 | 2020 | 2021 | 2022 | 2023 | 2024 | 2025 | 2026 | 2027 | 2028 | 2029 | 2030 | 2031 | 2032 | 2033 | 2034 | 2035 | 2036 | 2037 | 2038 | 2039 | 2040 | 2041 | 2042 | 2043 | 2044 | 2045 | 2046 | 2047 | 2048
Type | Wattage (W) | Circuit W
LPS | 35 | 58 | LPS |  |  |  |  | 0 | 0 | 0 | 0 | 0 | 0 | 0 | 0 | 0 | 0 | 0 | 0 | 0 | 0 | 0 | 0 | 0 | 0 | 0 | 0 | 0 | 0 | 0 | 0 | 0 | 0 | 0 | 0 | 0 | 0 | 0 | 0 | 0 | 0 | 0 | 0 | 0 | 0
| 55 | 74 | LPS |  |  |  |  | 0 | 0 | 0 | 0 | 0 | 0 | 0 | 0 | 0 | 0 | 0 | 0 | 0 | 0 | 0 | 0 | 0 | 0 | 0 | 0 | 0 | 0 | 0 | 0 | 0 | 0 | 0 | 0 | 0 | 0 | 0 | 0 | 0 | 0 | 0 | 0 | 0 | 0
| 90 | 122 | LPS |  |  |  |  | 0 | 0 | 0 | 0 | 0 | 0 | 0 | 0 | 0 | 0 | 0 | 0 | 0 | 0 | 0 | 0 | 0 | 0 | 0 | 0 | 0 | 0 | 0 | 0 | 0 | 0 | 0 | 0 | 0 | 0 | 0 | 0 | 0 | 0 | 0 | 0 | 0 | 0
| 135 | 178 | LPS |  |  |  |  | 0 | 0 | 0 | 0 | 0 | 0 | 0 | 0 | 0 | 0 | 0 | 0 | 0 | 0 | 0 | 0 | 0 | 0 | 0 | 0 | 0 | 0 | 0 | 0 | 0 | 0 | 0 | 0 | 0 | 0 | 0 | 0 | 0 | 0 | 0 | 0 | 0 | 0
| 180 | 223 | LPS |  |  |  |  | 0 | 0 | 0 | 0 | 0 | 0 | 0 | 0 | 0 | 0 | 0 | 0 | 0 | 0 | 0 | 0 | 0 | 0 | 0 | 0 | 0 | 0 | 0 | 0 | 0 | 0 | 0 | 0 | 0 | 0 | 0 | 0 | 0 | 0 | 0 | 0 | 0 | 0
| 0 | 0 | LPS |  |  |  |  | 0 | 0 | 0 | 0 | 0 | 0 | 0 | 0 | 0 | 0 | 0 | 0 | 0 | 0 | 0 | 0 | 0 | 0 | 0 | 0 | 0 | 0 | 0 | 0 | 0 | 0 | 0 | 0 | 0 | 0 | 0 | 0 | 0 | 0 | 0 | 0 | 0 | 0
| 0 | 0 | LPS |  |  |  |  | 0 | 0 | 0 | 0 | 0 | 0 | 0 | 0 | 0 | 0 | 0 | 0 | 0 | 0 | 0 | 0 | 0 | 0 | 0 | 0 | 0 | 0 | 0 | 0 | 0 | 0 | 0 | 0 | 0 | 0 | 0 | 0 | 0 | 0 | 0 | 0 | 0 | 0
| 0 | 0 | LPS |  |  |  |  | 0 | 0 | 0 | 0 | 0 | 0 | 0 | 0 | 0 | 0 | 0 | 0 | 0 | 0 | 0 | 0 | 0 | 0 | 0 | 0 | 0 | 0 | 0 | 0 | 0 | 0 | 0 | 0 | 0 | 0 | 0 | 0 | 0 | 0 | 0 | 0 | 0 | 0
LPS | 55 | 77 | LPS |  |  |  |  | 0 | 0 | 0 | 0 | 0 | 0 | 0 | 0 | 0 | 0 | 0 | 0 | 0 | 0 | 0 | 0 | 0 | 0 | 0 | 0 | 0 | 0 | 0 | 0 | 0 | 0 | 0 | 0 | 0 | 0 | 0 | 0 | 0 | 0 | 0 | 0 | 0 | 0
| 90 | 130 | LPS |  |  |  |  | 0 | 0 | 0 | 0 | 0 | 0 | 0 | 0 | 0 | 0 | 0 | 0 | 0 | 0 | 0 | 0 | 0 | 0 | 0 | 0 | 0 | 0 | 0 | 0 | 0 | 0 | 0 | 0 | 0 | 0 | 0 | 0 | 0 | 0 | 0 | 0 | 0 | 0
| 135 | 190 | LPS |  |  |  |  | 0 | 0 | 0 | 0 | 0 | 0 | 0 | 0 | 0 | 0 | 0 | 0 | 0 | 0 | 0 | 0 | 0 | 0 | 0 | 0 | 0 | 0 | 0 | 0 | 0 | 0 | 0 | 0 | 0 | 0 | 0 | 0 | 0 | 0 | 0 | 0 | 0 | 0
| 180 | 223 | LPS |  |  |  |  | 0 | 0 | 0 | 0 | 0 | 0 | 0 | 0 | 0 | 0 | 0 | 0 | 0 | 0 | 0 | 0 | 0 | 0 | 0 | 0 | 0 | 0 | 0 | 0 | 0 | 0 | 0 | 0 | 0 | 0 | 0 | 0 | 0 | 0 | 0 | 0 | 0 | 0
| 0 | 0 | LPS |  |  |  |  | 0 | 0 | 0 | 0 | 0 | 0 | 0 | 0 | 0 | 0 | 0 | 0 | 0 | 0 | 0 | 0 | 0 | 0 | 0 | 0 | 0 | 0 | 0 | 0 | 0 | 0 | 0 | 0 | 0 | 0 | 0 | 0 | 0 | 0 | 0 | 0 | 0 | 0
| 0 | 0 | LPS |  |  |  |  | 0 | 0 | 0 | 0 | 0 | 0 | 0 | 0 | 0 | 0 | 0 | 0 | 0 | 0 | 0 | 0 | 0 | 0 | 0 | 0 | 0 | 0 | 0 | 0 | 0 | 0 | 0 | 0 | 0 | 0 | 0 | 0 | 0 | 0 | 0 | 0 | 0 | 0
| 0 | 0 | LPS |  |  |  |  | 0 | 0 | 0 | 0 | 0 | 0 | 0 | 0 | 0 | 0 | 0 | 0 | 0 | 0 | 0 | 0 | 0 | 0 | 0 | 0 | 0 | 0 | 0 | 0 | 0 | 0 | 0 | 0 | 0 | 0 | 0 | 0 | 0 | 0 | 0 | 0 | 0 | 0
| 0 | 0 | LPS |  |  |  |  | 0 | 0 | 0 | 0 | 0 | 0 | 0 | 0 | 0 | 0 | 0 | 0 | 0 | 0 | 0 | 0 | 0 | 0 | 0 | 0 | 0 | 0 | 0 | 0 | 0 | 0 | 0 | 0 | 0 | 0 | 0 | 0 | 0 | 0 | 0 | 0 | 0 | 0
HPS | 50 | 57 | HPS6 |  |  |  |  | 0 | 0 | 0 | 0 | 0 | 0 | 0 | 0 | 0 | 0 | 0 | 0 | 0 | 0 | 0 | 0 | 0 | 0 | 0 | 0 | 0 | 0 | 0 | 0 | 0 | 0 | 0 | 0 | 0 | 0 | 0 | 0 | 0 | 0 | 0 | 0 | 0 | 0
| 70 | 77 | HPS6 |  |  |  |  | 0 | 0 | 0 | 0 | 0 | 0 | 0 | 0 | 0 | 0 | 0 | 0 | 0 | 0 | 0 | 0 | 0 | 0 | 0 | 0 | 0 | 0 | 0 | 0 | 0 | 0 | 0 | 0 | 0 | 0 | 0 | 0 | 0 | 0 | 0 | 0 | 0 | 0
| 100 | 105 | HPS6 |  |  |  |  | 0 | 0 | 0 | 0 | 0 | 0 | 0 | 0 | 0 | 0 | 0 | 0 | 0 | 0 | 0 | 0 | 0 | 0 | 0 | 0 | 0 | 0 | 0 | 0 | 0 | 0 | 0 | 0 | 0 | 0 | 0 | 0 | 0 | 0 | 0 | 0 | 0 | 0
| 150 | 159 | HPS6 |  |  |  |  | 0 | 0 | 0 | 0 | 0 | 0 | 0 | 0 | 0 | 0 | 0 | 0 | 0 | 0 | 0 | 0 | 0 | 0 | 0 | 0 | 0 | 0 | 0 | 0 | 0 | 0 | 0 | 0 | 0 | 0 | 0 | 0 | 0 | 0 | 0 | 0 | 0 | 0
| 250 | 267 | HPS6 |  |  |  |  | 0 | 0 | 0 | 0 | 0 | 0 | 0 | 0 | 0 | 0 | 0 | 0 | 0 | 0 | 0 | 0 | 0 | 0 | 0 | 0 | 0 | 0 | 0 | 0 | 0 | 0 | 0 | 0 | 0 | 0 | 0 | 0 | 0 | 0 | 0 | 0 | 0 | 0
| 400 | 434 | HPS6 |  |  |  |  | 0 | 0 | 0 | 0 | 0 | 0 | 0 | 0 | 0 | 0 | 0 | 0 | 0 | 0 | 0 | 0 | 0 | 0 | 0 | 0 | 0 | 0 | 0 | 0 | 0 | 0 | 0 | 0 | 0 | 0 | 0 | 0 | 0 | 0 | 0 | 0 | 0 | 0
| 0 | 0 | HPS6 |  |  |  |  | 0 | 0 | 0 | 0 | 0 | 0 | 0 | 0 | 0 | 0 | 0 | 0 | 0 | 0 | 0 | 0 | 0 | 0 | 0 | 0 | 0 | 0 | 0 | 0 | 0 | 0 | 0 | 0 | 0 | 0 | 0 | 0 | 0 | 0 | 0 | 0 | 0 | 0
| 0 | 0 | HPS6 |  |  |  |  | 0 | 0 | 0 | 0 | 0 | 0 | 0 | 0 | 0 | 0 | 0 | 0 | 0 | 0 | 0 | 0 | 0 | 0 | 0 | 0 | 0 | 0 | 0 | 0 | 0 | 0 | 0 | 0 | 0 | 0 | 0 | 0 | 0 | 0 | 0 | 0 | 0 | 0
HPS | 50 | 62 | HPS5 |  |  |  |  | 0 | 0 | 0 | 0 | 0 | 0 | 0 | 0 | 0 | 0 | 0 | 0 | 0 | 0 | 0 | 0 | 0 | 0 | 0 | 0 | 0 | 0 | 0 | 0 | 0 | 0 | 0 | 0 | 0 | 0 | 0 | 0 | 0 | 0 | 0 | 0 | 0 | 0
| 70 | 79 | HPS5 |  |  |  |  | 0 | 0 | 0 | 0 | 0 | 0 | 0 | 0 | 0 | 0 | 0 | 0 | 0 | 0 | 0 | 0 | 0 | 0 | 0 | 0 | 0 | 0 | 0 | 0 | 0 | 0 | 0 | 0 | 0 | 0 | 0 | 0 | 0 | 0 | 0 | 0 | 0 | 0
| 100 | 114 | HPS5 |  |  |  |  | 0 | 0 | 0 | 0 | 0 | 0 | 0 | 0 | 0 | 0 | 0 | 0 | 0 | 0 | 0 | 0 | 0 | 0 | 0 | 0 | 0 | 0 | 0 | 0 | 0 | 0 | 0 | 0 | 0 | 0 | 0 | 0 | 0 | 0 | 0 | 0 | 0 | 0
| 150 | 190 | HPS5 |  |  |  |  | 0 | 0 | 0 | 0 | 0 | 0 | 0 | 0 | 0 | 0 | 0 | 0 | 0 | 0 | 0 | 0 | 0 | 0 | 0 | 0 | 0 | 0 | 0 | 0 | 0 | 0 | 0 | 0 | 0 | 0 | 0 | 0 | 0 | 0 | 0 | 0 | 0 | 0
| 250 | 301 | HPS5 |  |  |  |  | 0 | 0 | 0 | 0 | 0 | 0 | 0 | 0 | 0 | 0 | 0 | 0 | 0 | 0 | 0 | 0 | 0 | 0 | 0 | 0 | 0 | 0 | 0 | 0 | 0 | 0 | 0 | 0 | 0 | 0 | 0 | 0 | 0 | 0 | 0 | 0 | 0 | 0
| 400 | 434 | HPS5 |  |  |  |  | 0 | 0 | 0 | 0 | 0 | 0 | 0 | 0 | 0 | 0 | 0 | 0 | 0 | 0 | 0 | 0 | 0 | 0 | 0 | 0 | 0 | 0 | 0 | 0 | 0 | 0 | 0 | 0 | 0 | 0 | 0 | 0 | 0 | 0 | 0 | 0 | 0 | 0
| 0 | 0 | HPS5 |  |  |  |  | 0 | 0 | 0 | 0 | 0 | 0 | 0 | 0 | 0 | 0 | 0 | 0 | 0 | 0 | 0 | 0 | 0 | 0 | 0 | 0 | 0 | 0 | 0 | 0 | 0 | 0 | 0 | 0 | 0 | 0 | 0 | 0 | 0 | 0 | 0 | 0 | 0 | 0
| 0 | 0 | HPS5 |  |  |  |  | 0 | 0 | 0 | 0 | 0 | 0 | 0 | 0 | 0 | 0 | 0 | 0 | 0 | 0 | 0 | 0 | 0 | 0 | 0 | 0 | 0 | 0 | 0 | 0 | 0 | 0 | 0 | 0 | 0 | 0 | 0 | 0 | 0 | 0 | 0 | 0 | 0 | 0
CDO | 70 | 79 | CDO |  |  |  |  | 0 | 0 | 0 | 0 | 0 | 0 | 0 | 0 | 0 | 0 | 0 | 0 | 0 | 0 | 0 | 0 | 0 | 0 | 0 | 0 | 0 | 0 | 0 | 0 | 0 | 0 | 0 | 0 | 0 | 0 | 0 | 0 | 0 | 0 | 0 | 0 | 0 | 0
| 100 | 114 | CDO |  |  |  |  | 0 | 0 | 0 | 0 | 0 | 0 | 0 | 0 | 0 | 0 | 0 | 0 | 0 | 0 | 0 | 0 | 0 | 0 | 0 | 0 | 0 | 0 | 0 | 0 | 0 | 0 | 0 | 0 | 0 | 0 | 0 | 0 | 0 | 0 | 0 | 0 | 0 | 0
| 150 | 190 | CDO |  |  |  |  | 0 | 0 | 0 | 0 | 0 | 0 | 0 | 0 | 0 | 0 | 0 | 0 | 0 | 0 | 0 | 0 | 0 | 0 | 0 | 0 | 0 | 0 | 0 | 0 | 0 | 0 | 0 | 0 | 0 | 0 | 0 | 0 | 0 | 0 | 0 | 0 | 0 | 0
| 250 | 301 | CDO |  |  |  |  | 0 | 0 | 0 | 0 | 0 | 0 | 0 | 0 | 0 | 0 | 0 | 0 | 0 | 0 | 0 | 0 | 0 | 0 | 0 | 0 | 0 | 0 | 0 | 0 | 0 | 0 | 0 | 0 | 0 | 0 | 0 | 0 | 0 | 0 | 0 | 0 | 0 | 0
| 70 | 79 | CDO |  |  |  |  | 0 | 0 | 0 | 0 | 0 | 0 | 0 | 0 | 0 | 0 | 0 | 0 | 0 | 0 | 0 | 0 | 0 | 0 | 0 | 0 | 0 | 0 | 0 | 0 | 0 | 0 | 0 | 0 | 0 | 0 | 0 | 0 | 0 | 0 | 0 | 0 | 0 | 0
| 100 | 106 | CDO |  |  |  |  | 0 | 0 | 0 | 0 | 0 | 0 | 0 | 0 | 0 | 0 | 0 | 0 | 0 | 0 | 0 | 0 | 0 | 0 | 0 | 0 | 0 | 0 | 0 | 0 | 0 | 0 | 0 | 0 | 0 | 0 | 0 | 0 | 0 | 0 | 0 | 0 | 0 | 0
| 150 | 158 | CDO |  |  |  |  | 0 | 0 | 0 | 0 | 0 | 0 | 0 | 0 | 0 | 0 | 0 | 0 | 0 | 0 | 0 | 0 | 0 | 0 | 0 | 0 | 0 | 0 | 0 | 0 | 0 | 0 | 0 | 0 | 0 | 0 | 0 | 0 | 0 | 0 | 0 | 0 | 0 | 0
| 250 | 267 | CDO |  |  |  |  | 0 | 0 | 0 | 0 | 0 | 0 | 0 | 0 | 0 | 0 | 0 | 0 | 0 | 0 | 0 | 0 | 0 | 0 | 0 | 0 | 0 | 0 | 0 | 0 | 0 | 0 | 0 | 0 | 0 | 0 | 0 | 0 | 0 | 0 | 0 | 0 | 0 | 0
MH | 50 | 57 | MH |  |  |  |  | 0 | 0 | 0 | 0 | 0 | 0 | 0 | 0 | 0 | 0 | 0 | 0 | 0 | 0 | 0 | 0 | 0 | 0 | 0 | 0 | 0 | 0 | 0 | 0 | 0 | 0 | 0 | 0 | 0 | 0 | 0 | 0 | 0 | 0 | 0 | 0 | 0 | 0
| 70 | 76 | MH |  |  |  |  | 0 | 0 | 0 | 0 | 0 | 0 | 0 | 0 | 0 | 0 | 0 | 0 | 0 | 0 | 0 | 0 | 0 | 0 | 0 | 0 | 0 | 0 | 0 | 0 | 0 | 0 | 0 | 0 | 0 | 0 | 0 | 0 | 0 | 0 | 0 | 0 | 0 | 0
| 100 | 114 | MH |  |  |  |  | 0 | 0 | 0 | 0 | 0 | 0 | 0 | 0 | 0 | 0 | 0 | 0 | 0 | 0 | 0 | 0 | 0 | 0 | 0 | 0 | 0 | 0 | 0 | 0 | 0 | 0 | 0 | 0 | 0 | 0 | 0 | 0 | 0 | 0 | 0 | 0 | 0 | 0
| 150 | 163 | MH |  |  |  |  | 0 | 0 | 0 | 0 | 0 | 0 | 0 | 0 | 0 | 0 | 0 | 0 | 0 | 0 | 0 | 0 | 0 | 0 | 0 | 0 | 0 | 0 | 0 | 0 | 0 | 0 | 0 | 0 | 0 | 0 | 0 | 0 | 0 | 0 | 0 | 0 | 0 | 0
| 250 | 261 | MH |  |  |  |  | 0 | 0 | 0 | 0 | 0 | 0 | 0 | 0 | 0 | 0 | 0 | 0 | 0 | 0 | 0 | 0 | 0 | 0 | 0 | 0 | 0 | 0 | 0 | 0 | 0 | 0 | 0 | 0 | 0 | 0 | 0 | 0 | 0 | 0 | 0 | 0 | 0 | 0
| 400 | 424 | MH |  |  |  |  | 0 | 0 | 0 | 0 | 0 | 0 | 0 | 0 | 0 | 0 | 0 | 0 | 0 | 0 | 0 | 0 | 0 | 0 | 0 | 0 | 0 | 0 | 0 | 0 | 0 | 0 | 0 | 0 | 0 | 0 | 0 | 0 | 0 | 0 | 0 | 0 | 0 | 0
| 0 | 0 | MH |  |  |  |  | 0 | 0 | 0 | 0 | 0 | 0 | 0 | 0 | 0 | 0 | 0 | 0 | 0 | 0 | 0 | 0 | 0 | 0 | 0 | 0 | 0 | 0 | 0 | 0 | 0 | 0 | 0 | 0 | 0 | 0 | 0 | 0 | 0 | 0 | 0 | 0 | 0 | 0
| 0 | 0 | MH |  |  |  |  | 0 | 0 | 0 | 0 | 0 | 0 | 0 | 0 | 0 | 0 | 0 | 0 | 0 | 0 | 0 | 0 | 0 | 0 | 0 | 0 | 0 | 0 | 0 | 0 | 0 | 0 | 0 | 0 | 0 | 0 | 0 | 0 | 0 | 0 | 0 | 0 | 0 | 0
MH | 70 | 89 | MH |  |  |  |  | 0 | 0 | 0 | 0 | 0 | 0 | 0 | 0 | 0 | 0 | 0 | 0 | 0 | 0 | 0 | 0 | 0 | 0 | 0 | 0 | 0 | 0 | 0 | 0 | 0 | 0 | 0 | 0 | 0 | 0 | 0 | 0 | 0 | 0 | 0 | 0 | 0 | 0
| 100 | 118 | MH |  |  |  |  | 0 | 0 | 0 | 0 | 0 | 0 | 0 | 0 | 0 | 0 | 0 | 0 | 0 | 0 | 0 | 0 | 0 | 0 | 0 | 0 | 0 | 0 | 0 | 0 | 0 | 0 | 0 | 0 | 0 | 0 | 0 | 0 | 0 | 0 | 0 | 0 | 0 | 0
| 150 | 179 | MH |  |  |  |  | 0 | 0 | 0 | 0 | 0 | 0 | 0 | 0 | 0 | 0 | 0 | 0 | 0 | 0 | 0 | 0 | 0 | 0 | 0 | 0 | 0 | 0 | 0 | 0 | 0 | 0 | 0 | 0 | 0 | 0 | 0 | 0 | 0 | 0 | 0 | 0 | 0 | 0
| 250 | 301 | MH |  |  |  |  | 0 | 0 | 0 | 0 | 0 | 0 | 0 | 0 | 0 | 0 | 0 | 0 | 0 | 0 | 0 | 0 | 0 | 0 | 0 | 0 | 0 | 0 | 0 | 0 | 0 | 0 | 0 | 0 | 0 | 0 | 0 | 0 | 0 | 0 | 0 | 0 | 0 | 0
| 400 | 471 | MH |  |  |  |  | 0 | 0 | 0 | 0 | 0 | 0 | 0 | 0 | 0 | 0 | 0 | 0 | 0 | 0 | 0 | 0 | 0 | 0 | 0 | 0 | 0 | 0 | 0 | 0 | 0 | 0 | 0 | 0 | 0 | 0 | 0 | 0 | 0 | 0 | 0 | 0 | 0 | 0
| 0 | 0 | MH |  |  |  |  | 0 | 0 | 0 | 0 | 0 | 0 | 0 | 0 | 0 | 0 | 0 | 0 | 0 | 0 | 0 | 0 | 0 | 0 | 0 | 0 | 0 | 0 | 0 | 0 | 0 | 0 | 0 | 0 | 0 | 0 | 0 | 0 | 0 | 0 | 0 | 0 | 0 | 0
| 0 | 0 | MH |  |  |  |  | 0 | 0 | 0 | 0 | 0 | 0 | 0 | 0 | 0 | 0 | 0 | 0 | 0 | 0 | 0 | 0 | 0 | 0 | 0 | 0 | 0 | 0 | 0 | 0 | 0 | 0 | 0 | 0 | 0 | 0 | 0 | 0 | 0 | 0 | 0 | 0 | 0 | 0
| 0 | 0 | MH |  |  |  |  | 0 | 0 | 0 | 0 | 0 | 0 | 0 | 0 | 0 | 0 | 0 | 0 | 0 | 0 | 0 | 0 | 0 | 0 | 0 | 0 | 0 | 0 | 0 | 0 | 0 | 0 | 0 | 0 | 0 | 0 | 0 | 0 | 0 | 0 | 0 | 0 | 0 | 0
CMH | 35 | 47 | MH |  |  |  |  | 0 | 0 | 0 | 0 | 0 | 0 | 0 | 0 | 0 | 0 | 0 | 0 | 0 | 0 | 0 | 0 | 0 | 0 | 0 | 0 | 0 | 0 | 0 | 0 | 0 | 0 | 0 | 0 | 0 | 0 | 0 | 0 | 0 | 0 | 0 | 0 | 0 | 0
| 70 | 86 | MH |  |  |  |  | 0 | 0 | 0 | 0 | 0 | 0 | 0 | 0 | 0 | 0 | 0 | 0 | 0 | 0 | 0 | 0 | 0 | 0 | 0 | 0 | 0 | 0 | 0 | 0 | 0 | 0 | 0 | 0 | 0 | 0 | 0 | 0 | 0 | 0 | 0 | 0 | 0 | 0
| 150 | 167 | MH |  |  |  |  | 0 | 0 | 0 | 0 | 0 | 0 | 0 | 0 | 0 | 0 | 0 | 0 | 0 | 0 | 0 | 0 | 0 | 0 | 0 | 0 | 0 | 0 | 0 | 0 | 0 | 0 | 0 | 0 | 0 | 0 | 0 | 0 | 0 | 0 | 0 | 0 | 0 | 0
| 210 | 225 | MH |  |  |  |  | 0 | 0 | 0 | 0 | 0 | 0 | 0 | 0 | 0 | 0 | 0 | 0 | 0 | 0 | 0 | 0 | 0 | 0 | 0 | 0 | 0 | 0 | 0 | 0 | 0 | 0 | 0 | 0 | 0 | 0 | 0 | 0 | 0 | 0 | 0 | 0 | 0 | 0
| 0 | 0 | MH |  |  |  |  | 0 | 0 | 0 | 0 | 0 | 0 | 0 | 0 | 0 | 0 | 0 | 0 | 0 | 0 | 0 | 0 | 0 | 0 | 0 | 0 | 0 | 0 | 0 | 0 | 0 | 0 | 0 | 0 | 0 | 0 | 0 | 0 | 0 | 0 | 0 | 0 | 0 | 0
| 0 | 0 | MH |  |  |  |  | 0 | 0 | 0 | 0 | 0 | 0 | 0 | 0 | 0 | 0 | 0 | 0 | 0 | 0 | 0 | 0 | 0 | 0 | 0 | 0 | 0 | 0 | 0 | 0 | 0 | 0 | 0 | 0 | 0 | 0 | 0 | 0 | 0 | 0 | 0 | 0 | 0 | 0
| 0 | 0 | MH |  |  |  |  | 0 | 0 | 0 | 0 | 0 | 0 | 0 | 0 | 0 | 0 | 0 | 0 | 0 | 0 | 0 | 0 | 0 | 0 | 0 | 0 | 0 | 0 | 0 | 0 | 0 | 0 | 0 | 0 | 0 | 0 | 0 | 0 | 0 | 0 | 0 | 0 | 0 | 0
| 0 | 0 | MH |  |  |  |  | 0 | 0 | 0 | 0 | 0 | 0 | 0 | 0 | 0 | 0 | 0 | 0 | 0 | 0 | 0 | 0 | 0 | 0 | 0 | 0 | 0 | 0 | 0 | 0 | 0 | 0 | 0 | 0 | 0 | 0 | 0 | 0 | 0 | 0 | 0 | 0 | 0 | 0
CPO | 45 | 50 | CPO |  |  |  |  | 0 | 0 | 0 | 0 | 0 | 0 | 0 | 0 | 0 | 0 | 0 | 0 | 0 | 0 | 0 | 0 | 0 | 0 | 0 | 0 | 0 | 0 | 0 | 0 | 0 | 0 | 0 | 0 | 0 | 0 | 0 | 0 | 0 | 0 | 0 | 0 | 0 | 0
| 60 | 66 | CPO |  |  |  |  | 0 | 0 | 0 | 0 | 0 | 0 | 0 | 0 | 0 | 0 | 0 | 0 | 0 | 0 | 0 | 0 | 0 | 0 | 0 | 0 | 0 | 0 | 0 | 0 | 0 | 0 | 0 | 0 | 0 | 0 | 0 | 0 | 0 | 0 | 0 | 0 | 0 | 0
| 90 | 98 | CPO |  |  |  |  | 0 | 0 | 0 | 0 | 0 | 0 | 0 | 0 | 0 | 0 | 0 | 0 | 0 | 0 | 0 | 0 | 0 | 0 | 0 | 0 | 0 | 0 | 0 | 0 | 0 | 0 | 0 | 0 | 0 | 0 | 0 | 0 | 0 | 0 | 0 | 0 | 0 | 0
| 140 | 153 | CPO |  |  |  |  | 0 | 0 | 0 | 0 | 0 | 0 | 0 | 0 | 0 | 0 | 0 | 0 | 0 | 0 | 0 | 0 | 0 | 0 | 0 | 0 | 0 | 0 | 0 | 0 | 0 | 0 | 0 | 0 | 0 | 0 | 0 | 0 | 0 | 0 | 0 | 0 | 0 | 0
| 0 | 0 | 0 |  |  |  |  | 0 | 0 | 0 | 0 | 0 | 0 | 0 | 0 | 0 | 0 | 0 | 0 | 0 | 0 | 0 | 0 | 0 | 0 | 0 | 0 | 0 | 0 | 0 | 0 | 0 | 0 | 0 | 0 | 0 | 0 | 0 | 0 | 0 | 0 | 0 | 0 | 0 | 0
| 0 | 0 | 0 |  |  |  |  | 0 | 0 | 0 | 0 | 0 | 0 | 0 | 0 | 0 | 0 | 0 | 0 | 0 | 0 | 0 | 0 | 0 | 0 | 0 | 0 | 0 | 0 | 0 | 0 | 0 | 0 | 0 | 0 | 0 | 0 | 0 | 0 | 0 | 0 | 0 | 0 | 0 | 0
| 0 | 0 | 0 |  |  |  |  | 0 | 0 | 0 | 0 | 0 | 0 | 0 | 0 | 0 | 0 | 0 | 0 | 0 | 0 | 0 | 0 | 0 | 0 | 0 | 0 | 0 | 0 | 0 | 0 | 0 | 0 | 0 | 0 | 0 | 0 | 0 | 0 | 0 | 0 | 0 | 0 | 0 | 0
| 0 | 0 | 0 |  |  |  |  | 0 | 0 | 0 | 0 | 0 | 0 | 0 | 0 | 0 | 0 | 0 | 0 | 0 | 0 | 0 | 0 | 0 | 0 | 0 | 0 | 0 | 0 | 0 | 0 | 0 | 0 | 0 | 0 | 0 | 0 | 0 | 0 | 0 | 0 | 0 | 0 | 0 | 0
| 0 | 0 | 0 |  |  |  |  | 0 | 0 | 0 | 0 | 0 | 0 | 0 | 0 | 0 | 0 | 0 | 0 | 0 | 0 | 0 | 0 | 0 | 0 | 0 | 0 | 0 | 0 | 0 | 0 | 0 | 0 | 0 | 0 | 0 | 0 | 0 | 0 | 0 | 0 | 0 | 0 | 0 | 0
| 0 | 0 | 0 |  |  |  |  | 0 | 0 | 0 | 0 | 0 | 0 | 0 | 0 | 0 | 0 | 0 | 0 | 0 | 0 | 0 | 0 | 0 | 0 | 0 | 0 | 0 | 0 | 0 | 0 | 0 | 0 | 0 | 0 | 0 | 0 | 0 | 0 | 0 | 0 | 0 | 0 | 0 | 0
| 0 | 0 | 0 |  |  |  |  | 0 | 0 | 0 | 0 | 0 | 0 | 0 | 0 | 0 | 0 | 0 | 0 | 0 | 0 | 0 | 0 | 0 | 0 | 0 | 0 | 0 | 0 | 0 | 0 | 0 | 0 | 0 | 0 | 0 | 0 | 0 | 0 | 0 | 0 | 0 | 0 | 0 | 0
CLPM | 36 | 36 | LPM |  |  |  |  | 0 | 0 | 0 | 0 | 0 | 0 | 0 | 0 | 0 | 0 | 0 | 0 | 0 | 0 | 0 | 0 | 0 | 0 | 0 | 0 | 0 | 0 | 0 | 0 | 0 | 0 | 0 | 0 | 0 | 0 | 0 | 0 | 0 | 0 | 0 | 0 | 0 | 0
| 40 | 45 | LPM |  |  |  |  | 0 | 0 | 0 | 0 | 0 | 0 | 0 | 0 | 0 | 0 | 0 | 0 | 0 | 0 | 0 | 0 | 0 | 0 | 0 | 0 | 0 | 0 | 0 | 0 | 0 | 0 | 0 | 0 | 0 | 0 | 0 | 0 | 0 | 0 | 0 | 0 | 0 | 0
| 55 | 62 | LPM |  |  |  |  | 0 | 0 | 0 | 0 | 0 | 0 | 0 | 0 | 0 | 0 | 0 | 0 | 0 | 0 | 0 | 0 | 0 | 0 | 0 | 0 | 0 | 0 | 0 | 0 | 0 | 0 | 0 | 0 | 0 | 0 | 0 | 0 | 0 | 0 | 0 | 0 | 0 | 0
| 0 | 0 | LPM |  |  |  |  | 0 | 0 | 0 | 0 | 0 | 0 | 0 | 0 | 0 | 0 | 0 | 0 | 0 | 0 | 0 | 0 | 0 | 0 | 0 | 0 | 0 | 0 | 0 | 0 | 0 | 0 | 0 | 0 | 0 | 0 | 0 | 0 | 0 | 0 | 0 | 0 | 0 | 0
CLPM | 36 | 44 | LPM |  |  |  |  | 0 | 0 | 0 | 0 | 0 | 0 | 0 | 0 | 0 | 0 | 0 | 0 | 0 | 0 | 0 | 0 | 0 | 0 | 0 | 0 | 0 | 0 | 0 | 0 | 0 | 0 | 0 | 0 | 0 | 0 | 0 | 0 | 0 | 0 | 0 | 0 | 0 | 0
| 40 | 45 | LPM |  |  |  |  | 0 | 0 | 0 | 0 | 0 | 0 | 0 | 0 | 0 | 0 | 0 | 0 | 0 | 0 | 0 | 0 | 0 | 0 | 0 | 0 | 0 | 0 | 0 | 0 | 0 | 0 | 0 | 0 | 0 | 0 | 0 | 0 | 0 | 0 | 0 | 0 | 0 | 0
| 0 | 0 | LPM |  |  |  |  | 0 | 0 | 0 | 0 | 0 | 0 | 0 | 0 | 0 | 0 | 0 | 0 | 0 | 0 | 0 | 0 | 0 | 0 | 0 | 0 | 0 | 0 | 0 | 0 | 0 | 0 | 0 | 0 | 0 | 0 | 0 | 0 | 0 | 0 | 0 | 0 | 0 | 0
| 0 | 0 | LPM |  |  |  |  | 0 | 0 | 0 | 0 | 0 | 0 | 0 | 0 | 0 | 0 | 0 | 0 | 0 | 0 | 0 | 0 | 0 | 0 | 0 | 0 | 0 | 0 | 0 | 0 | 0 | 0 | 0 | 0 | 0 | 0 | 0 | 0 | 0 | 0 | 0 | 0 | 0 | 0
Removed Lamps - Summary |  |  |  | Year |  | Year |  | Year | 2012 | 2013 | 2014 | 2015 | 2016 | 2017 | 2018 | 2019 | 2020 | 2021 | 2022 | 2023 | 2024 | 2025 | 2026 | 2027 | 2028 | 2029 | 2030 | 2031 | 2032 | 2033 | 2034 | 2035 | 2036 | 2037 | 2038 | 2039 | 2040 | 2041 | 2042 | 2043 | 2044 | 2045 | 2046 | 2047 | 2048
LPS | [7 empty] | 0 | 0 | 0 | 0 | 0 | 0 | 0 | 0 | 0 | 0 | 0 | 0 | 0 | 0 | 0 | 0 | 0 | 0 | 0 | 0 | 0 | 0 | 0 | 0 | 0 | 0 | 0 | 0 | 0 | 0 | 0 | 0 | 0 | 0 | 0 | 0 | 0 | 0
HPS6 | [7 empty] | 0 | 0 | 0 | 0 | 0 | 0 | 0 | 0 | 0 | 0 | 0 | 0 | 0 | 0 | 0 | 0 | 0 | 0 | 0 | 0 | 0 | 0 | 0 | 0 | 0 | 0 | 0 | 0 | 0 | 0 | 0 | 0 | 0 | 0 | 0 | 0 | 0 | 0
HPS5 | [7 empty] | 0 | 0 | 0 | 0 | 0 | 0 | 0 | 0 | 0 | 0 | 0 | 0 | 0 | 0 | 0 | 0 | 0 | 0 | 0 | 0 | 0 | 0 | 0 | 0 | 0 | 0 | 0 | 0 | 0 | 0 | 0 | 0 | 0 | 0 | 0 | 0 | 0 | 0
CDO | [7 empty] | 0 | 0 | 0 | 0 | 0 | 0 | 0 | 0 | 0 | 0 | 0 | 0 | 0 | 0 | 0 | 0 | 0 | 0 | 0 | 0 | 0 | 0 | 0 | 0 | 0 | 0 | 0 | 0 | 0 | 0 | 0 | 0 | 0 | 0 | 0 | 0 | 0 | 0
MH | [7 empty] | 0 | 0 | 0 | 0 | 0 | 0 | 0 | 0 | 0 | 0 | 0 | 0 | 0 | 0 | 0 | 0 | 0 | 0 | 0 | 0 | 0 | 0 | 0 | 0 | 0 | 0 | 0 | 0 | 0 | 0 | 0 | 0 | 0 | 0 | 0 | 0 | 0 | 0
CPO | [7 empty] | 0 | 0 | 0 | 0 | 0 | 0 | 0 | 0 | 0 | 0 | 0 | 0 | 0 | 0 | 0 | 0 | 0 | 0 | 0 | 0 | 0 | 0 | 0 | 0 | 0 | 0 | 0 | 0 | 0 | 0 | 0 | 0 | 0 | 0 | 0 | 0 | 0 | 0
LPM | [7 empty] | 0 | 0 | 0 | 0 | 0 | 0 | 0 | 0 | 0 | 0 | 0 | 0 | 0 | 0 | 0 | 0 | 0 | 0 | 0 | 0 | 0 | 0 | 0 | 0 | 0 | 0 | 0 | 0 | 0 | 0 | 0 | 0 | 0 | 0 | 0 | 0 | 0 | 0
NULL | [7 empty] | 0 | 0 | 0 | 0 | 0 | 0 | 0 | 0 | 0 | 0 | 0 | 0 | 0 | 0 | 0 | 0 | 0 | 0 | 0 | 0 | 0 | 0 | 0 | 0 | 0 | 0 | 0 | 0 | 0 | 0 | 0 | 0 | 0 | 0 | 0 | 0 | 0 | 0
Additional lamps - NON CUMULATIVE | [7 empty] | Year
[8 empty] | 0 | 2012 | 2013 | 2014 | 2015 | 2016 | 2017 | 2018 | 2019 | 2020 | 2021 | 2022 | 2023 | 2024 | 2025 | 2026 | 2027 | 2028 | 2029 | 2030 | 2031 | 2032 | 2033 | 2034 | 2035 | 2036 | 2037 | 2038 | 2039 | 2040 | 2041 | 2042 | 2043 | 2044 | 2045 | 2046 | 2047 | 2048
Type | Wattage (W) | Circuit W
LPS | 35 | 58 | LPS |  |  |  |  | 0 | 0 | 0 | 0 | 0 | 0 | 0 | 0 | 0 | 0 | 0 | 0 | 0 | 0 | 0 | 0 | 0 | 0 | 0 | 0 | 0 | 0 | 0 | 0 | 0 | 0 | 0 | 0 | 0 | 0 | 0 | 0 | 0 | 0 | 0 | 0 | 0 | 0
| 55 | 74 | LPS |  |  |  |  | 0 | 0 | 0 | 0 | 0 | 0 | 0 | 0 | 0 | 0 | 0 | 0 | 0 | 0 | 0 | 0 | 0 | 0 | 0 | 0 | 0 | 0 | 0 | 0 | 0 | 0 | 0 | 0 | 0 | 0 | 0 | 0 | 0 | 0 | 0 | 0 | 0 | 0
| 90 | 122 | LPS |  |  |  |  | 0 | 0 | 0 | 0 | 0 | 0 | 0 | 0 | 0 | 0 | 0 | 0 | 0 | 0 | 0 | 0 | 0 | 0 | 0 | 0 | 0 | 0 | 0 | 0 | 0 | 0 | 0 | 0 | 0 | 0 | 0 | 0 | 0 | 0 | 0 | 0 | 0 | 0
| 135 | 178 | LPS |  |  |  |  | 0 | 0 | 0 | 0 | 0 | 0 | 0 | 0 | 0 | 0 | 0 | 0 | 0 | 0 | 0 | 0 | 0 | 0 | 0 | 0 | 0 | 0 | 0 | 0 | 0 | 0 | 0 | 0 | 0 | 0 | 0 | 0 | 0 | 0 | 0 | 0 | 0 | 0
| 180 | 223 | LPS |  |  |  |  | 0 | 0 | 0 | 0 | 0 | 0 | 0 | 0 | 0 | 0 | 0 | 0 | 0 | 0 | 0 | 0 | 0 | 0 | 0 | 0 | 0 | 0 | 0 | 0 | 0 | 0 | 0 | 0 | 0 | 0 | 0 | 0 | 0 | 0 | 0 | 0 | 0 | 0
| 0 | 0 | LPS |  |  |  |  | 0 | 0 | 0 | 0 | 0 | 0 | 0 | 0 | 0 | 0 | 0 | 0 | 0 | 0 | 0 | 0 | 0 | 0 | 0 | 0 | 0 | 0 | 0 | 0 | 0 | 0 | 0 | 0 | 0 | 0 | 0 | 0 | 0 | 0 | 0 | 0 | 0 | 0
| 0 | 0 | LPS |  |  |  |  | 0 | 0 | 0 | 0 | 0 | 0 | 0 | 0 | 0 | 0 | 0 | 0 | 0 | 0 | 0 | 0 | 0 | 0 | 0 | 0 | 0 | 0 | 0 | 0 | 0 | 0 | 0 | 0 | 0 | 0 | 0 | 0 | 0 | 0 | 0 | 0 | 0 | 0
| 0 | 0 | LPS |  |  |  |  | 0 | 0 | 0 | 0 | 0 | 0 | 0 | 0 | 0 | 0 | 0 | 0 | 0 | 0 | 0 | 0 | 0 | 0 | 0 | 0 | 0 | 0 | 0 | 0 | 0 | 0 | 0 | 0 | 0 | 0 | 0 | 0 | 0 | 0 | 0 | 0 | 0 | 0
LPS | 55 | 77 | LPS |  |  |  |  | 0 | 0 | 0 | 0 | 0 | 0 | 0 | 0 | 0 | 0 | 0 | 0 | 0 | 0 | 0 | 0 | 0 | 0 | 0 | 0 | 0 | 0 | 0 | 0 | 0 | 0 | 0 | 0 | 0 | 0 | 0 | 0 | 0 | 0 | 0 | 0 | 0 | 0
| 90 | 130 | LPS |  |  |  |  | 0 | 0 | 0 | 0 | 0 | 0 | 0 | 0 | 0 | 0 | 0 | 0 | 0 | 0 | 0 | 0 | 0 | 0 | 0 | 0 | 0 | 0 | 0 | 0 | 0 | 0 | 0 | 0 | 0 | 0 | 0 | 0 | 0 | 0 | 0 | 0 | 0 | 0
| 135 | 190 | LPS |  |  |  |  | 0 | 0 | 0 | 0 | 0 | 0 | 0 | 0 | 0 | 0 | 0 | 0 | 0 | 0 | 0 | 0 | 0 | 0 | 0 | 0 | 0 | 0 | 0 | 0 | 0 | 0 | 0 | 0 | 0 | 0 | 0 | 0 | 0 | 0 | 0 | 0 | 0 | 0
| 180 | 223 | LPS |  |  |  |  | 0 | 0 | 0 | 0 | 0 | 0 | 0 | 0 | 0 | 0 | 0 | 0 | 0 | 0 | 0 | 0 | 0 | 0 | 0 | 0 | 0 | 0 | 0 | 0 | 0 | 0 | 0 | 0 | 0 | 0 | 0 | 0 | 0 | 0 | 0 | 0 | 0 | 0
| 0 | 0 | LPS |  |  |  |  | 0 | 0 | 0 | 0 | 0 | 0 | 0 | 0 | 0 | 0 | 0 | 0 | 0 | 0 | 0 | 0 | 0 | 0 | 0 | 0 | 0 | 0 | 0 | 0 | 0 | 0 | 0 | 0 | 0 | 0 | 0 | 0 | 0 | 0 | 0 | 0 | 0 | 0
| 0 | 0 | LPS |  |  |  |  | 0 | 0 | 0 | 0 | 0 | 0 | 0 | 0 | 0 | 0 | 0 | 0 | 0 | 0 | 0 | 0 | 0 | 0 | 0 | 0 | 0 | 0 | 0 | 0 | 0 | 0 | 0 | 0 | 0 | 0 | 0 | 0 | 0 | 0 | 0 | 0 | 0 | 0
| 0 | 0 | LPS |  |  |  |  | 0 | 0 | 0 | 0 | 0 | 0 | 0 | 0 | 0 | 0 | 0 | 0 | 0 | 0 | 0 | 0 | 0 | 0 | 0 | 0 | 0 | 0 | 0 | 0 | 0 | 0 | 0 | 0 | 0 | 0 | 0 | 0 | 0 | 0 | 0 | 0 | 0 | 0
| 0 | 0 | LPS |  |  |  |  | 0 | 0 | 0 | 0 | 0 | 0 | 0 | 0 | 0 | 0 | 0 | 0 | 0 | 0 | 0 | 0 | 0 | 0 | 0 | 0 | 0 | 0 | 0 | 0 | 0 | 0 | 0 | 0 | 0 | 0 | 0 | 0 | 0 | 0 | 0 | 0 | 0 | 0
HPS | 50 | 57 | HPS6 |  |  |  |  | 0 | 0 | 0 | 0 | 0 | 0 | 0 | 0 | 0 | 0 | 0 | 0 | 0 | 0 | 0 | 0 | 0 | 0 | 0 | 0 | 0 | 0 | 0 | 0 | 0 | 0 | 0 | 0 | 0 | 0 | 0 | 0 | 0 | 0 | 0 | 0 | 0 | 0
| 70 | 77 | HPS6 |  |  |  |  | 0 | 0 | 0 | 0 | 0 | 0 | 0 | 0 | 0 | 0 | 0 | 0 | 0 | 0 | 0 | 0 | 0 | 0 | 0 | 0 | 0 | 0 | 0 | 0 | 0 | 0 | 0 | 0 | 0 | 0 | 0 | 0 | 0 | 0 | 0 | 0 | 0 | 0
| 100 | 105 | HPS6 |  |  |  |  | 0 | 0 | 0 | 0 | 0 | 0 | 0 | 0 | 0 | 0 | 0 | 0 | 0 | 0 | 0 | 0 | 0 | 0 | 0 | 0 | 0 | 0 | 0 | 0 | 0 | 0 | 0 | 0 | 0 | 0 | 0 | 0 | 0 | 0 | 0 | 0 | 0 | 0
| 150 | 159 | HPS6 |  |  |  |  | 0 | 0 | 0 | 0 | 0 | 0 | 0 | 0 | 0 | 0 | 0 | 0 | 0 | 0 | 0 | 0 | 0 | 0 | 0 | 0 | 0 | 0 | 0 | 0 | 0 | 0 | 0 | 0 | 0 | 0 | 0 | 0 | 0 | 0 | 0 | 0 | 0 | 0
| 250 | 267 | HPS6 |  |  |  |  | 0 | 0 | 0 | 0 | 0 | 0 | 0 | 0 | 0 | 0 | 0 | 0 | 0 | 0 | 0 | 0 | 0 | 0 | 0 | 0 | 0 | 0 | 0 | 0 | 0 | 0 | 0 | 0 | 0 | 0 | 0 | 0 | 0 | 0 | 0 | 0 | 0 | 0
| 400 | 434 | HPS6 |  |  |  |  | 0 | 0 | 0 | 0 | 0 | 0 | 0 | 0 | 0 | 0 | 0 | 0 | 0 | 0 | 0 | 0 | 0 | 0 | 0 | 0 | 0 | 0 | 0 | 0 | 0 | 0 | 0 | 0 | 0 | 0 | 0 | 0 | 0 | 0 | 0 | 0 | 0 | 0
| 0 | 0 | HPS6 |  |  |  |  | 0 | 0 | 0 | 0 | 0 | 0 | 0 | 0 | 0 | 0 | 0 | 0 | 0 | 0 | 0 | 0 | 0 | 0 | 0 | 0 | 0 | 0 | 0 | 0 | 0 | 0 | 0 | 0 | 0 | 0 | 0 | 0 | 0 | 0 | 0 | 0 | 0 | 0
| 0 | 0 | HPS6 |  |  |  |  | 0 | 0 | 0 | 0 | 0 | 0 | 0 | 0 | 0 | 0 | 0 | 0 | 0 | 0 | 0 | 0 | 0 | 0 | 0 | 0 | 0 | 0 | 0 | 0 | 0 | 0 | 0 | 0 | 0 | 0 | 0 | 0 | 0 | 0 | 0 | 0 | 0 | 0
HPS | 50 | 62 | HPS5 |  |  |  |  | 0 | 0 | 0 | 0 | 0 | 0 | 0 | 0 | 0 | 0 | 0 | 0 | 0 | 0 | 0 | 0 | 0 | 0 | 0 | 0 | 0 | 0 | 0 | 0 | 0 | 0 | 0 | 0 | 0 | 0 | 0 | 0 | 0 | 0 | 0 | 0 | 0 | 0
| 70 | 79 | HPS5 |  |  |  |  | 0 | 0 | 0 | 0 | 0 | 0 | 0 | 0 | 0 | 0 | 0 | 0 | 0 | 0 | 0 | 0 | 0 | 0 | 0 | 0 | 0 | 0 | 0 | 0 | 0 | 0 | 0 | 0 | 0 | 0 | 0 | 0 | 0 | 0 | 0 | 0 | 0 | 0
| 100 | 114 | HPS5 |  |  |  |  | 0 | 0 | 0 | 0 | 0 | 0 | 0 | 0 | 0 | 0 | 0 | 0 | 0 | 0 | 0 | 0 | 0 | 0 | 0 | 0 | 0 | 0 | 0 | 0 | 0 | 0 | 0 | 0 | 0 | 0 | 0 | 0 | 0 | 0 | 0 | 0 | 0 | 0
| 150 | 190 | HPS5 |  |  |  |  | 0 | 0 | 0 | 0 | 0 | 0 | 0 | 0 | 0 | 0 | 0 | 0 | 0 | 0 | 0 | 0 | 0 | 0 | 0 | 0 | 0 | 0 | 0 | 0 | 0 | 0 | 0 | 0 | 0 | 0 | 0 | 0 | 0 | 0 | 0 | 0 | 0 | 0
| 250 | 301 | HPS5 |  |  |  |  | 0 | 0 | 0 | 0 | 0 | 0 | 0 | 0 | 0 | 0 | 0 | 0 | 0 | 0 | 0 | 0 | 0 | 0 | 0 | 0 | 0 | 0 | 0 | 0 | 0 | 0 | 0 | 0 | 0 | 0 | 0 | 0 | 0 | 0 | 0 | 0 | 0 | 0
| 400 | 434 | HPS5 |  |  |  |  | 0 | 0 | 0 | 0 | 0 | 0 | 0 | 0 | 0 | 0 | 0 | 0 | 0 | 0 | 0 | 0 | 0 | 0 | 0 | 0 | 0 | 0 | 0 | 0 | 0 | 0 | 0 | 0 | 0 | 0 | 0 | 0 | 0 | 0 | 0 | 0 | 0 | 0
| 0 | 0 | HPS5 |  |  |  |  | 0 | 0 | 0 | 0 | 0 | 0 | 0 | 0 | 0 | 0 | 0 | 0 | 0 | 0 | 0 | 0 | 0 | 0 | 0 | 0 | 0 | 0 | 0 | 0 | 0 | 0 | 0 | 0 | 0 | 0 | 0 | 0 | 0 | 0 | 0 | 0 | 0 | 0
| 0 | 0 | HPS5 |  |  |  |  | 0 | 0 | 0 | 0 | 0 | 0 | 0 | 0 | 0 | 0 | 0 | 0 | 0 | 0 | 0 | 0 | 0 | 0 | 0 | 0 | 0 | 0 | 0 | 0 | 0 | 0 | 0 | 0 | 0 | 0 | 0 | 0 | 0 | 0 | 0 | 0 | 0 | 0
CDO | 70 | 79 | CDO |  |  |  |  | 0 | 0 | 0 | 0 | 0 | 0 | 0 | 0 | 0 | 0 | 0 | 0 | 0 | 0 | 0 | 0 | 0 | 0 | 0 | 0 | 0 | 0 | 0 | 0 | 0 | 0 | 0 | 0 | 0 | 0 | 0 | 0 | 0 | 0 | 0 | 0 | 0 | 0
| 100 | 114 | CDO |  |  |  |  | 0 | 0 | 0 | 0 | 0 | 0 | 0 | 0 | 0 | 0 | 0 | 0 | 0 | 0 | 0 | 0 | 0 | 0 | 0 | 0 | 0 | 0 | 0 | 0 | 0 | 0 | 0 | 0 | 0 | 0 | 0 | 0 | 0 | 0 | 0 | 0 | 0 | 0
| 150 | 190 | CDO |  |  |  |  | 0 | 0 | 0 | 0 | 0 | 0 | 0 | 0 | 0 | 0 | 0 | 0 | 0 | 0 | 0 | 0 | 0 | 0 | 0 | 0 | 0 | 0 | 0 | 0 | 0 | 0 | 0 | 0 | 0 | 0 | 0 | 0 | 0 | 0 | 0 | 0 | 0 | 0
| 250 | 301 | CDO |  |  |  |  | 0 | 0 | 0 | 0 | 0 | 0 | 0 | 0 | 0 | 0 | 0 | 0 | 0 | 0 | 0 | 0 | 0 | 0 | 0 | 0 | 0 | 0 | 0 | 0 | 0 | 0 | 0 | 0 | 0 | 0 | 0 | 0 | 0 | 0 | 0 | 0 | 0 | 0
| 70 | 79 | CDO |  |  |  |  | 0 | 0 | 0 | 0 | 0 | 0 | 0 | 0 | 0 | 0 | 0 | 0 | 0 | 0 | 0 | 0 | 0 | 0 | 0 | 0 | 0 | 0 | 0 | 0 | 0 | 0 | 0 | 0 | 0 | 0 | 0 | 0 | 0 | 0 | 0 | 0 | 0 | 0
| 100 | 106 | CDO |  |  |  |  | 0 | 0 | 0 | 0 | 0 | 0 | 0 | 0 | 0 | 0 | 0 | 0 | 0 | 0 | 0 | 0 | 0 | 0 | 0 | 0 | 0 | 0 | 0 | 0 | 0 | 0 | 0 | 0 | 0 | 0 | 0 | 0 | 0 | 0 | 0 | 0 | 0 | 0
| 150 | 158 | CDO |  |  |  |  | 0 | 0 | 0 | 0 | 0 | 0 | 0 | 0 | 0 | 0 | 0 | 0 | 0 | 0 | 0 | 0 | 0 | 0 | 0 | 0 | 0 | 0 | 0 | 0 | 0 | 0 | 0 | 0 | 0 | 0 | 0 | 0 | 0 | 0 | 0 | 0 | 0 | 0
| 250 | 267 | CDO |  |  |  |  | 0 | 0 | 0 | 0 | 0 | 0 | 0 | 0 | 0 | 0 | 0 | 0 | 0 | 0 | 0 | 0 | 0 | 0 | 0 | 0 | 0 | 0 | 0 | 0 | 0 | 0 | 0 | 0 | 0 | 0 | 0 | 0 | 0 | 0 | 0 | 0 | 0 | 0
MH | 50 | 57 | MH |  |  |  |  | 0 | 0 | 0 | 0 | 0 | 0 | 0 | 0 | 0 | 0 | 0 | 0 | 0 | 0 | 0 | 0 | 0 | 0 | 0 | 0 | 0 | 0 | 0 | 0 | 0 | 0 | 0 | 0 | 0 | 0 | 0 | 0 | 0 | 0 | 0 | 0 | 0 | 0
| 70 | 76 | MH |  |  |  |  | 0 | 0 | 0 | 0 | 0 | 0 | 0 | 0 | 0 | 0 | 0 | 0 | 0 | 0 | 0 | 0 | 0 | 0 | 0 | 0 | 0 | 0 | 0 | 0 | 0 | 0 | 0 | 0 | 0 | 0 | 0 | 0 | 0 | 0 | 0 | 0 | 0 | 0
| 100 | 114 | MH |  |  |  |  | 0 | 0 | 0 | 0 | 0 | 0 | 0 | 0 | 0 | 0 | 0 | 0 | 0 | 0 | 0 | 0 | 0 | 0 | 0 | 0 | 0 | 0 | 0 | 0 | 0 | 0 | 0 | 0 | 0 | 0 | 0 | 0 | 0 | 0 | 0 | 0 | 0 | 0
| 150 | 163 | MH |  |  |  |  | 0 | 0 | 0 | 0 | 0 | 0 | 0 | 0 | 0 | 0 | 0 | 0 | 0 | 0 | 0 | 0 | 0 | 0 | 0 | 0 | 0 | 0 | 0 | 0 | 0 | 0 | 0 | 0 | 0 | 0 | 0 | 0 | 0 | 0 | 0 | 0 | 0 | 0
| 250 | 261 | MH |  |  |  |  | 0 | 0 | 0 | 0 | 0 | 0 | 0 | 0 | 0 | 0 | 0 | 0 | 0 | 0 | 0 | 0 | 0 | 0 | 0 | 0 | 0 | 0 | 0 | 0 | 0 | 0 | 0 | 0 | 0 | 0 | 0 | 0 | 0 | 0 | 0 | 0 | 0 | 0
| 400 | 424 | MH |  |  |  |  | 0 | 0 | 0 | 0 | 0 | 0 | 0 | 0 | 0 | 0 | 0 | 0 | 0 | 0 | 0 | 0 | 0 | 0 | 0 | 0 | 0 | 0 | 0 | 0 | 0 | 0 | 0 | 0 | 0 | 0 | 0 | 0 | 0 | 0 | 0 | 0 | 0 | 0
| 0 | 0 | MH |  |  |  |  | 0 | 0 | 0 | 0 | 0 | 0 | 0 | 0 | 0 | 0 | 0 | 0 | 0 | 0 | 0 | 0 | 0 | 0 | 0 | 0 | 0 | 0 | 0 | 0 | 0 | 0 | 0 | 0 | 0 | 0 | 0 | 0 | 0 | 0 | 0 | 0 | 0 | 0
| 0 | 0 | MH |  |  |  |  | 0 | 0 | 0 | 0 | 0 | 0 | 0 | 0 | 0 | 0 | 0 | 0 | 0 | 0 | 0 | 0 | 0 | 0 | 0 | 0 | 0 | 0 | 0 | 0 | 0 | 0 | 0 | 0 | 0 | 0 | 0 | 0 | 0 | 0 | 0 | 0 | 0 | 0
MH | 70 | 89 | MH |  |  |  |  | 0 | 0 | 0 | 0 | 0 | 0 | 0 | 0 | 0 | 0 | 0 | 0 | 0 | 0 | 0 | 0 | 0 | 0 | 0 | 0 | 0 | 0 | 0 | 0 | 0 | 0 | 0 | 0 | 0 | 0 | 0 | 0 | 0 | 0 | 0 | 0 | 0 | 0
| 100 | 118 | MH |  |  |  |  | 0 | 0 | 0 | 0 | 0 | 0 | 0 | 0 | 0 | 0 | 0 | 0 | 0 | 0 | 0 | 0 | 0 | 0 | 0 | 0 | 0 | 0 | 0 | 0 | 0 | 0 | 0 | 0 | 0 | 0 | 0 | 0 | 0 | 0 | 0 | 0 | 0 | 0
| 150 | 179 | MH |  |  |  |  | 0 | 0 | 0 | 0 | 0 | 0 | 0 | 0 | 0 | 0 | 0 | 0 | 0 | 0 | 0 | 0 | 0 | 0 | 0 | 0 | 0 | 0 | 0 | 0 | 0 | 0 | 0 | 0 | 0 | 0 | 0 | 0 | 0 | 0 | 0 | 0 | 0 | 0
| 250 | 301 | MH |  |  |  |  | 0 | 0 | 0 | 0 | 0 | 0 | 0 | 0 | 0 | 0 | 0 | 0 | 0 | 0 | 0 | 0 | 0 | 0 | 0 | 0 | 0 | 0 | 0 | 0 | 0 | 0 | 0 | 0 | 0 | 0 | 0 | 0 | 0 | 0 | 0 | 0 | 0 | 0
| 400 | 471 | MH |  |  |  |  | 0 | 0 | 0 | 0 | 0 | 0 | 0 | 0 | 0 | 0 | 0 | 0 | 0 | 0 | 0 | 0 | 0 | 0 | 0 | 0 | 0 | 0 | 0 | 0 | 0 | 0 | 0 | 0 | 0 | 0 | 0 | 0 | 0 | 0 | 0 | 0 | 0 | 0
| 0 | 0 | MH |  |  |  |  | 0 | 0 | 0 | 0 | 0 | 0 | 0 | 0 | 0 | 0 | 0 | 0 | 0 | 0 | 0 | 0 | 0 | 0 | 0 | 0 | 0 | 0 | 0 | 0 | 0 | 0 | 0 | 0 | 0 | 0 | 0 | 0 | 0 | 0 | 0 | 0 | 0 | 0
| 0 | 0 | MH |  |  |  |  | 0 | 0 | 0 | 0 | 0 | 0 | 0 | 0 | 0 | 0 | 0 | 0 | 0 | 0 | 0 | 0 | 0 | 0 | 0 | 0 | 0 | 0 | 0 | 0 | 0 | 0 | 0 | 0 | 0 | 0 | 0 | 0 | 0 | 0 | 0 | 0 | 0 | 0
| 0 | 0 | MH |  |  |  |  | 0 | 0 | 0 | 0 | 0 | 0 | 0 | 0 | 0 | 0 | 0 | 0 | 0 | 0 | 0 | 0 | 0 | 0 | 0 | 0 | 0 | 0 | 0 | 0 | 0 | 0 | 0 | 0 | 0 | 0 | 0 | 0 | 0 | 0 | 0 | 0 | 0 | 0
CMH | 35 | 47 | MH |  |  |  |  | 0 | 0 | 0 | 0 | 0 | 0 | 0 | 0 | 0 | 0 | 0 | 0 | 0 | 0 | 0 | 0 | 0 | 0 | 0 | 0 | 0 | 0 | 0 | 0 | 0 | 0 | 0 | 0 | 0 | 0 | 0 | 0 | 0 | 0 | 0 | 0 | 0 | 0
| 70 | 86 | MH |  |  |  |  | 0 | 0 | 0 | 0 | 0 | 0 | 0 | 0 | 0 | 0 | 0 | 0 | 0 | 0 | 0 | 0 | 0 | 0 | 0 | 0 | 0 | 0 | 0 | 0 | 0 | 0 | 0 | 0 | 0 | 0 | 0 | 0 | 0 | 0 | 0 | 0 | 0 | 0
| 150 | 167 | MH |  |  |  |  | 0 | 0 | 0 | 0 | 0 | 0 | 0 | 0 | 0 | 0 | 0 | 0 | 0 | 0 | 0 | 0 | 0 | 0 | 0 | 0 | 0 | 0 | 0 | 0 | 0 | 0 | 0 | 0 | 0 | 0 | 0 | 0 | 0 | 0 | 0 | 0 | 0 | 0
| 210 | 225 | MH |  |  |  |  | 0 | 0 | 0 | 0 | 0 | 0 | 0 | 0 | 0 | 0 | 0 | 0 | 0 | 0 | 0 | 0 | 0 | 0 | 0 | 0 | 0 | 0 | 0 | 0 | 0 | 0 | 0 | 0 | 0 | 0 | 0 | 0 | 0 | 0 | 0 | 0 | 0 | 0
| 0 | 0 | MH |  |  |  |  | 0 | 0 | 0 | 0 | 0 | 0 | 0 | 0 | 0 | 0 | 0 | 0 | 0 | 0 | 0 | 0 | 0 | 0 | 0 | 0 | 0 | 0 | 0 | 0 | 0 | 0 | 0 | 0 | 0 | 0 | 0 | 0 | 0 | 0 | 0 | 0 | 0 | 0
| 0 | 0 | MH |  |  |  |  | 0 | 0 | 0 | 0 | 0 | 0 | 0 | 0 | 0 | 0 | 0 | 0 | 0 | 0 | 0 | 0 | 0 | 0 | 0 | 0 | 0 | 0 | 0 | 0 | 0 | 0 | 0 | 0 | 0 | 0 | 0 | 0 | 0 | 0 | 0 | 0 | 0 | 0
| 0 | 0 | MH |  |  |  |  | 0 | 0 | 0 | 0 | 0 | 0 | 0 | 0 | 0 | 0 | 0 | 0 | 0 | 0 | 0 | 0 | 0 | 0 | 0 | 0 | 0 | 0 | 0 | 0 | 0 | 0 | 0 | 0 | 0 | 0 | 0 | 0 | 0 | 0 | 0 | 0 | 0 | 0
| 0 | 0 | MH |  |  |  |  | 0 | 0 | 0 | 0 | 0 | 0 | 0 | 0 | 0 | 0 | 0 | 0 | 0 | 0 | 0 | 0 | 0 | 0 | 0 | 0 | 0 | 0 | 0 | 0 | 0 | 0 | 0 | 0 | 0 | 0 | 0 | 0 | 0 | 0 | 0 | 0 | 0 | 0
CPO | 45 | 50 | CPO |  |  |  |  | 0 | 0 | 0 | 0 | 0 | 0 | 0 | 0 | 0 | 0 | 0 | 0 | 0 | 0 | 0 | 0 | 0 | 0 | 0 | 0 | 0 | 0 | 0 | 0 | 0 | 0 | 0 | 0 | 0 | 0 | 0 | 0 | 0 | 0 | 0 | 0 | 0 | 0
| 60 | 66 | CPO |  |  |  |  | 0 | 0 | 0 | 0 | 0 | 0 | 0 | 0 | 0 | 0 | 0 | 0 | 0 | 0 | 0 | 0 | 0 | 0 | 0 | 0 | 0 | 0 | 0 | 0 | 0 | 0 | 0 | 0 | 0 | 0 | 0 | 0 | 0 | 0 | 0 | 0 | 0 | 0
| 90 | 98 | CPO |  |  |  |  | 0 | 0 | 0 | 0 | 0 | 0 | 0 | 0 | 0 | 0 | 0 | 0 | 0 | 0 | 0 | 0 | 0 | 0 | 0 | 0 | 0 | 0 | 0 | 0 | 0 | 0 | 0 | 0 | 0 | 0 | 0 | 0 | 0 | 0 | 0 | 0 | 0 | 0
| 140 | 153 | CPO |  |  |  |  | 0 | 0 | 0 | 0 | 0 | 0 | 0 | 0 | 0 | 0 | 0 | 0 | 0 | 0 | 0 | 0 | 0 | 0 | 0 | 0 | 0 | 0 | 0 | 0 | 0 | 0 | 0 | 0 | 0 | 0 | 0 | 0 | 0 | 0 | 0 | 0 | 0 | 0
| 0 | 0 | 0 |  |  |  |  | 0 | 0 | 0 | 0 | 0 | 0 | 0 | 0 | 0 | 0 | 0 | 0 | 0 | 0 | 0 | 0 | 0 | 0 | 0 | 0 | 0 | 0 | 0 | 0 | 0 | 0 | 0 | 0 | 0 | 0 | 0 | 0 | 0 | 0 | 0 | 0 | 0 | 0
| 0 | 0 | 0 |  |  |  |  | 0 | 0 | 0 | 0 | 0 | 0 | 0 | 0 | 0 | 0 | 0 | 0 | 0 | 0 | 0 | 0 | 0 | 0 | 0 | 0 | 0 | 0 | 0 | 0 | 0 | 0 | 0 | 0 | 0 | 0 | 0 | 0 | 0 | 0 | 0 | 0 | 0 | 0
| 0 | 0 | 0 |  |  |  |  | 0 | 0 | 0 | 0 | 0 | 0 | 0 | 0 | 0 | 0 | 0 | 0 | 0 | 0 | 0 | 0 | 0 | 0 | 0 | 0 | 0 | 0 | 0 | 0 | 0 | 0 | 0 | 0 | 0 | 0 | 0 | 0 | 0 | 0 | 0 | 0 | 0 | 0
| 0 | 0 | 0 |  |  |  |  | 0 | 0 | 0 | 0 | 0 | 0 | 0 | 0 | 0 | 0 | 0 | 0 | 0 | 0 | 0 | 0 | 0 | 0 | 0 | 0 | 0 | 0 | 0 | 0 | 0 | 0 | 0 | 0 | 0 | 0 | 0 | 0 | 0 | 0 | 0 | 0 | 0 | 0
| 0 | 0 | 0 |  |  |  |  | 0 | 0 | 0 | 0 | 0 | 0 | 0 | 0 | 0 | 0 | 0 | 0 | 0 | 0 | 0 | 0 | 0 | 0 | 0 | 0 | 0 | 0 | 0 | 0 | 0 | 0 | 0 | 0 | 0 | 0 | 0 | 0 | 0 | 0 | 0 | 0 | 0 | 0
| 0 | 0 | 0 |  |  |  |  | 0 | 0 | 0 | 0 | 0 | 0 | 0 | 0 | 0 | 0 | 0 | 0 | 0 | 0 | 0 | 0 | 0 | 0 | 0 | 0 | 0 | 0 | 0 | 0 | 0 | 0 | 0 | 0 | 0 | 0 | 0 | 0 | 0 | 0 | 0 | 0 | 0 | 0
| 0 | 0 | 0 |  |  |  |  | 0 | 0 | 0 | 0 | 0 | 0 | 0 | 0 | 0 | 0 | 0 | 0 | 0 | 0 | 0 | 0 | 0 | 0 | 0 | 0 | 0 | 0 | 0 | 0 | 0 | 0 | 0 | 0 | 0 | 0 | 0 | 0 | 0 | 0 | 0 | 0 | 0 | 0
CLPM | 36 | 36 | LPM |  |  |  |  | 0 | 0 | 0 | 0 | 0 | 0 | 0 | 0 | 0 | 0 | 0 | 0 | 0 | 0 | 0 | 0 | 0 | 0 | 0 | 0 | 0 | 0 | 0 | 0 | 0 | 0 | 0 | 0 | 0 | 0 | 0 | 0 | 0 | 0 | 0 | 0 | 0 | 0
| 40 | 45 | LPM |  |  |  |  | 0 | 0 | 0 | 0 | 0 | 0 | 0 | 0 | 0 | 0 | 0 | 0 | 0 | 0 | 0 | 0 | 0 | 0 | 0 | 0 | 0 | 0 | 0 | 0 | 0 | 0 | 0 | 0 | 0 | 0 | 0 | 0 | 0 | 0 | 0 | 0 | 0 | 0
| 55 | 62 | LPM |  |  |  |  | 0 | 0 | 0 | 0 | 0 | 0 | 0 | 0 | 0 | 0 | 0 | 0 | 0 | 0 | 0 | 0 | 0 | 0 | 0 | 0 | 0 | 0 | 0 | 0 | 0 | 0 | 0 | 0 | 0 | 0 | 0 | 0 | 0 | 0 | 0 | 0 | 0 | 0
| 0 | 0 | LPM |  |  |  |  | 0 | 0 | 0 | 0 | 0 | 0 | 0 | 0 | 0 | 0 | 0 | 0 | 0 | 0 | 0 | 0 | 0 | 0 | 0 | 0 | 0 | 0 | 0 | 0 | 0 | 0 | 0 | 0 | 0 | 0 | 0 | 0 | 0 | 0 | 0 | 0 | 0 | 0
CLPM | 36 | 44 | LPM |  |  |  |  | 0 | 0 | 0 | 0 | 0 | 0 | 0 | 0 | 0 | 0 | 0 | 0 | 0 | 0 | 0 | 0 | 0 | 0 | 0 | 0 | 0 | 0 | 0 | 0 | 0 | 0 | 0 | 0 | 0 | 0 | 0 | 0 | 0 | 0 | 0 | 0 | 0 | 0
| 40 | 45 | LPM |  |  |  |  | 0 | 0 | 0 | 0 | 0 | 0 | 0 | 0 | 0 | 0 | 0 | 0 | 0 | 0 | 0 | 0 | 0 | 0 | 0 | 0 | 0 | 0 | 0 | 0 | 0 | 0 | 0 | 0 | 0 | 0 | 0 | 0 | 0 | 0 | 0 | 0 | 0 | 0
| 0 | 0 | LPM |  |  |  |  | 0 | 0 | 0 | 0 | 0 | 0 | 0 | 0 | 0 | 0 | 0 | 0 | 0 | 0 | 0 | 0 | 0 | 0 | 0 | 0 | 0 | 0 | 0 | 0 | 0 | 0 | 0 | 0 | 0 | 0 | 0 | 0 | 0 | 0 | 0 | 0 | 0 | 0
| 0 | 0 | LPM |  |  |  |  | 0 | 0 | 0 | 0 | 0 | 0 | 0 | 0 | 0 | 0 | 0 | 0 | 0 | 0 | 0 | 0 | 0 | 0 | 0 | 0 | 0 | 0 | 0 | 0 | 0 | 0 | 0 | 0 | 0 | 0 | 0 | 0 | 0 | 0 | 0 | 0 | 0 | 0
LED | 9.9825 | 9.9825 | LED |  |  |  |  | 0 | 0 | 0 | 0 | 0 | 0 | 0 | 0 | 0 | 0 | 0 | 0 | 0 | 0 | 0 | 0 | 0 | 0 | 0 | 0 | 0 | 0 | 0 | 0 | 0 | 0 | 0 | 0 | 0 | 0 | 0 | 0 | 0 | 0 | 0 | 0 | 0 | 0
| 19.965 | 19.965 | LED |  |  |  |  | 0 | 0 | 0 | 0 | 0 | 0 | 0 | 0 | 0 | 0 | 0 | 0 | 0 | 0 | 0 | 0 | 0 | 0 | 0 | 0 | 0 | 0 | 0 | 0 | 0 | 0 | 0 | 0 | 0 | 0 | 0 | 0 | 0 | 0 | 0 | 0 | 0 | 0
| 29.04 | 29.04 | LED |  |  |  |  | 0 | 0 | 0 | 0 | 0 | 0 | 0 | 0 | 0 | 0 | 0 | 0 | 0 | 0 | 0 | 0 | 0 | 0 | 0 | 0 | 0 | 0 | 0 | 0 | 0 | 0 | 0 | 0 | 0 | 0 | 0 | 0 | 0 | 0 | 0 | 0 | 0 | 0
| 54.45 | 54.45 | LED |  |  |  |  | 0 | 0 | 0 | 0 | 0 | 0 | 0 | 0 | 0 | 0 | 0 | 0 | 0 | 0 | 0 | 0 | 0 | 0 | 0 | 0 | 0 | 0 | 0 | 0 | 0 | 0 | 0 | 0 | 0 | 0 | 0 | 0 | 0 | 0 | 0 | 0 | 0 | 0
| 90.75 | 90.75 | LED |  |  |  |  | 0 | 0 | 0 | 0 | 0 | 0 | 0 | 0 | 0 | 0 | 0 | 0 | 0 | 0 | 0 | 0 | 0 | 0 | 0 | 0 | 0 | 0 | 0 | 0 | 0 | 0 | 0 | 0 | 0 | 0 | 0 | 0 | 0 | 0 | 0 | 0 | 0 | 0
| 136.125 | 136.125 | LED |  |  |  |  | 0 | 0 | 0 | 0 | 0 | 0 | 0 | 0 | 0 | 0 | 0 | 0 | 0 | 0 | 0 | 0 | 0 | 0 | 0 | 0 | 0 | 0 | 0 | 0 | 0 | 0 | 0 | 0 | 0 | 0 | 0 | 0 | 0 | 0 | 0 | 0 | 0 | 0
Additional Lamps - Summary |  |  |  | Year |  | Year |  | 0 | 2012 | 2013 | 2014 | 2015 | 2016 | 2017 | 2018 | 2019 | 2020 | 2021 | 2022 | 2023 | 2024 | 2025 | 2026 | 2027 | 2028 | 2029 | 2030 | 2031 | 2032 | 2033 | 2034 | 2035 | 2036 | 2037 | 2038 | 2039 | 2040 | 2041 | 2042 | 2043 | 2044 | 2045 | 2046 | 2047 | 2048
LPS | [7 empty] | 0 | 0 | 0 | 0 | 0 | 0 | 0 | 0 | 0 | 0 | 0 | 0 | 0 | 0 | 0 | 0 | 0 | 0 | 0 | 0 | 0 | 0 | 0 | 0 | 0 | 0 | 0 | 0 | 0 | 0 | 0 | 0 | 0 | 0 | 0 | 0 | 0 | 0
HPS6 | [7 empty] | 0 | 0 | 0 | 0 | 0 | 0 | 0 | 0 | 0 | 0 | 0 | 0 | 0 | 0 | 0 | 0 | 0 | 0 | 0 | 0 | 0 | 0 | 0 | 0 | 0 | 0 | 0 | 0 | 0 | 0 | 0 | 0 | 0 | 0 | 0 | 0 | 0 | 0
HPS5 | [7 empty] | 0 | 0 | 0 | 0 | 0 | 0 | 0 | 0 | 0 | 0 | 0 | 0 | 0 | 0 | 0 | 0 | 0 | 0 | 0 | 0 | 0 | 0 | 0 | 0 | 0 | 0 | 0 | 0 | 0 | 0 | 0 | 0 | 0 | 0 | 0 | 0 | 0 | 0
CDO | [7 empty] | 0 | 0 | 0 | 0 | 0 | 0 | 0 | 0 | 0 | 0 | 0 | 0 | 0 | 0 | 0 | 0 | 0 | 0 | 0 | 0 | 0 | 0 | 0 | 0 | 0 | 0 | 0 | 0 | 0 | 0 | 0 | 0 | 0 | 0 | 0 | 0 | 0 | 0
MH | [7 empty] | 0 | 0 | 0 | 0 | 0 | 0 | 0 | 0 | 0 | 0 | 0 | 0 | 0 | 0 | 0 | 0 | 0 | 0 | 0 | 0 | 0 | 0 | 0 | 0 | 0 | 0 | 0 | 0 | 0 | 0 | 0 | 0 | 0 | 0 | 0 | 0 | 0 | 0
CPO | [7 empty] | 0 | 0 | 0 | 0 | 0 | 0 | 0 | 0 | 0 | 0 | 0 | 0 | 0 | 0 | 0 | 0 | 0 | 0 | 0 | 0 | 0 | 0 | 0 | 0 | 0 | 0 | 0 | 0 | 0 | 0 | 0 | 0 | 0 | 0 | 0 | 0 | 0 | 0
LPM | [7 empty] | 0 | 0 | 0 | 0 | 0 | 0 | 0 | 0 | 0 | 0 | 0 | 0 | 0 | 0 | 0 | 0 | 0 | 0 | 0 | 0 | 0 | 0 | 0 | 0 | 0 | 0 | 0 | 0 | 0 | 0 | 0 | 0 | 0 | 0 | 0 | 0 | 0 | 0
NULL | [7 empty] | 0 | 0 | 0 | 0 | 0 | 0 | 0 | 0 | 0 | 0 | 0 | 0 | 0 | 0 | 0 | 0 | 0 | 0 | 0 | 0 | 0 | 0 | 0 | 0 | 0 | 0 | 0 | 0 | 0 | 0 | 0 | 0 | 0 | 0 | 0 | 0 | 0 | 0
LED | [7 empty] | 0 | 0 | 0 | 0 | 0 | 0 | 0 | 0 | 0 | 0 | 0 | 0 | 0 | 0 | 0 | 0 | 0 | 0 | 0 | 0 | 0 | 0 | 0 | 0 | 0 | 0 | 0 | 0 | 0 | 0 | 0 | 0 | 0 | 0 | 0 | 0 | 0 | 0
CUMULATIV TOTAL LAMP BY TYPE |  |  |  | Year |  | Year |  | 0 | 2012 | 2013 | 2014 | 2015 | 2016 | 2017 | 2018 | 2019 | 2020 | 2021 | 2022 | 2023 | 2024 | 2025 | 2026 | 2027 | 2028 | 2029 | 2030 | 2031 | 2032 | 2033 | 2034 | 2035 | 2036 | 2037 | 2038 | 2039 | 2040 | 2041 | 2042 | 2043 | 2044 | 2045 | 2046 | 2047 | 2048
LPS | [7 empty] | 0 | 0 | 0 | 0 | 0 | 0 | 0 | 0 | 0 | 0 | 0 | 0 | 0 | 0 | 0 | 0 | 0 | 0 | 0 | 0 | 0 | 0 | 0 | 0 | 0 | 0 | 0 | 0 | 0 | 0 | 0 | 0 | 0 | 0 | 0 | 0 | 0 | 0
HPS6 | [7 empty] | 0 | 0 | 0 | 0 | 0 | 0 | 0 | 0 | 0 | 0 | 0 | 0 | 0 | 0 | 0 | 0 | 0 | 0 | 0 | 0 | 0 | 0 | 0 | 0 | 0 | 0 | 0 | 0 | 0 | 0 | 0 | 0 | 0 | 0 | 0 | 0 | 0 | 0
HPS5 | [7 empty] | 0 | 0 | 0 | 0 | 0 | 0 | 0 | 0 | 0 | 0 | 0 | 0 | 0 | 0 | 0 | 0 | 0 | 0 | 0 | 0 | 0 | 0 | 0 | 0 | 0 | 0 | 0 | 0 | 0 | 0 | 0 | 0 | 0 | 0 | 0 | 0 | 0 | 0
CDO | [7 empty] | 0 | 0 | 0 | 0 | 0 | 0 | 0 | 0 | 0 | 0 | 0 | 0 | 0 | 0 | 0 | 0 | 0 | 0 | 0 | 0 | 0 | 0 | 0 | 0 | 0 | 0 | 0 | 0 | 0 | 0 | 0 | 0 | 0 | 0 | 0 | 0 | 0 | 0
MH | [7 empty] | 0 | 0 | 0 | 0 | 0 | 0 | 0 | 0 | 0 | 0 | 0 | 0 | 0 | 0 | 0 | 0 | 0 | 0 | 0 | 0 | 0 | 0 | 0 | 0 | 0 | 0 | 0 | 0 | 0 | 0 | 0 | 0 | 0 | 0 | 0 | 0 | 0 | 0
CPO | [7 empty] | 0 | 0 | 0 | 0 | 0 | 0 | 0 | 0 | 0 | 0 | 0 | 0 | 0 | 0 | 0 | 0 | 0 | 0 | 0 | 0 | 0 | 0 | 0 | 0 | 0 | 0 | 0 | 0 | 0 | 0 | 0 | 0 | 0 | 0 | 0 | 0 | 0 | 0
LPM | [7 empty] | 0 | 0 | 0 | 0 | 0 | 0 | 0 | 0 | 0 | 0 | 0 | 0 | 0 | 0 | 0 | 0 | 0 | 0 | 0 | 0 | 0 | 0 | 0 | 0 | 0 | 0 | 0 | 0 | 0 | 0 | 0 | 0 | 0 | 0 | 0 | 0 | 0 | 0
NULL | [7 empty] | 0 | 0 | 0 | 0 | 0 | 0 | 0 | 0 | 0 | 0 | 0 | 0 | 0 | 0 | 0 | 0 | 0 | 0 | 0 | 0 | 0 | 0 | 0 | 0 | 0 | 0 | 0 | 0 | 0 | 0 | 0 | 0 | 0 | 0 | 0 | 0 | 0 | 0
LED | [7 empty] | 0 | 0 | 0 | 0 | 0 | 0 | 0 | 0 | 0 | 0 | 0 | 0 | 0 | 0 | 0 | 0 | 0 | 0 | 0 | 0 | 0 | 0 | 0 | 0 | 0 | 0 | 0 | 0 | 0 | 0 | 0 | 0 | 0 | 0 | 0 | 0 | 0 | 0
LANTERN REPLACEMENT PROGRAMME
PROFILE OF OPERATING ASSETS | [7 empty] | 0: Year
[8 empty] | 0 | 2012 | 2013 | 2014 | 2015 | 2016 | 2017 | 2018 | 2019 | 2020 | 2021 | 2022 | 2023 | 2024 | 2025 | 2026 | 2027 | 2028 | 2029 | 2030 | 2031 | 2032 | 2033 | 2034 | 2035 | 2036 | 2037 | 2038 | 2039 | 2040 | 2041 | 2042 | 2043 | 2044 | 2045 | 2046 | 2047 | 2048
Type | Wattage (W) | Circuit W |  | OP HOURS BEFORE | Watt-hours/LAMP INC DIMMING | OP HOURS AFTER | Watt-hours/LAMP INC DIMMING
LPS | 35 | 58 | LPS | 4138 | 240004 | 4138 | 240004 | 0 | 0 | 0 | 0 | 0 | 0 | 0 | 0 | 0 | 0 | 0 | 0 | 0 | 0 | 0 | 0 | 0 | 0 | 0 | 0 | 0 | 0 | 0 | 0 | 0 | 0 | 0 | 0 | 0 | 0 | 0 | 0 | 0 | 0 | 0 | 0 | 0 | 0
| 55 | 74 | LPS | 4138 | 306212 | 4138 | 306212 | 0 | 0 | 0 | 0 | 0 | 0 | 0 | 0 | 0 | 0 | 0 | 0 | 0 | 0 | 0 | 0 | 0 | 0 | 0 | 0 | 0 | 0 | 0 | 0 | 0 | 0 | 0 | 0 | 0 | 0 | 0 | 0 | 0 | 0 | 0 | 0 | 0 | 0
| 90 | 122 | LPS | 4138 | 504836 | 4138 | 504836 | 0 | 0 | 0 | 0 | 0 | 0 | 0 | 0 | 0 | 0 | 0 | 0 | 0 | 0 | 0 | 0 | 0 | 0 | 0 | 0 | 0 | 0 | 0 | 0 | 0 | 0 | 0 | 0 | 0 | 0 | 0 | 0 | 0 | 0 | 0 | 0 | 0 | 0
| 135 | 178 | LPS | 4138 | 736564 | 4138 | 736564 | 0 | 0 | 0 | 0 | 0 | 0 | 0 | 0 | 0 | 0 | 0 | 0 | 0 | 0 | 0 | 0 | 0 | 0 | 0 | 0 | 0 | 0 | 0 | 0 | 0 | 0 | 0 | 0 | 0 | 0 | 0 | 0 | 0 | 0 | 0 | 0 | 0 | 0
| 180 | 223 | LPS | 4138 | 922774 | 4138 | 922774 | 0 | 0 | 0 | 0 | 0 | 0 | 0 | 0 | 0 | 0 | 0 | 0 | 0 | 0 | 0 | 0 | 0 | 0 | 0 | 0 | 0 | 0 | 0 | 0 | 0 | 0 | 0 | 0 | 0 | 0 | 0 | 0 | 0 | 0 | 0 | 0 | 0 | 0
| 0 | 0 | LPS | 4138 | 0 | 4138 | 0 | 0 | 0 | 0 | 0 | 0 | 0 | 0 | 0 | 0 | 0 | 0 | 0 | 0 | 0 | 0 | 0 | 0 | 0 | 0 | 0 | 0 | 0 | 0 | 0 | 0 | 0 | 0 | 0 | 0 | 0 | 0 | 0 | 0 | 0 | 0 | 0 | 0 | 0
| 0 | 0 | LPS | 4138 | 0 | 4138 | 0 | 0 | 0 | 0 | 0 | 0 | 0 | 0 | 0 | 0 | 0 | 0 | 0 | 0 | 0 | 0 | 0 | 0 | 0 | 0 | 0 | 0 | 0 | 0 | 0 | 0 | 0 | 0 | 0 | 0 | 0 | 0 | 0 | 0 | 0 | 0 | 0 | 0 | 0
| 0 | 0 | LPS | 4138 | 0 | 4138 | 0 | 0 | 0 | 0 | 0 | 0 | 0 | 0 | 0 | 0 | 0 | 0 | 0 | 0 | 0 | 0 | 0 | 0 | 0 | 0 | 0 | 0 | 0 | 0 | 0 | 0 | 0 | 0 | 0 | 0 | 0 | 0 | 0 | 0 | 0 | 0 | 0 | 0 | 0
LPS | 55 | 77 | LPS | 4138 | 318626 | 4138 | 318626 | 0 | 0 | 0 | 0 | 0 | 0 | 0 | 0 | 0 | 0 | 0 | 0 | 0 | 0 | 0 | 0 | 0 | 0 | 0 | 0 | 0 | 0 | 0 | 0 | 0 | 0 | 0 | 0 | 0 | 0 | 0 | 0 | 0 | 0 | 0 | 0 | 0 | 0
| 90 | 130 | LPS | 4138 | 537940 | 4138 | 537940 | 0 | 0 | 0 | 0 | 0 | 0 | 0 | 0 | 0 | 0 | 0 | 0 | 0 | 0 | 0 | 0 | 0 | 0 | 0 | 0 | 0 | 0 | 0 | 0 | 0 | 0 | 0 | 0 | 0 | 0 | 0 | 0 | 0 | 0 | 0 | 0 | 0 | 0
| 135 | 190 | LPS | 4138 | 786220 | 4138 | 786220 | 0 | 0 | 0 | 0 | 0 | 0 | 0 | 0 | 0 | 0 | 0 | 0 | 0 | 0 | 0 | 0 | 0 | 0 | 0 | 0 | 0 | 0 | 0 | 0 | 0 | 0 | 0 | 0 | 0 | 0 | 0 | 0 | 0 | 0 | 0 | 0 | 0 | 0
| 180 | 223 | LPS | 4138 | 922774 | 4138 | 922774 | 0 | 0 | 0 | 0 | 0 | 0 | 0 | 0 | 0 | 0 | 0 | 0 | 0 | 0 | 0 | 0 | 0 | 0 | 0 | 0 | 0 | 0 | 0 | 0 | 0 | 0 | 0 | 0 | 0 | 0 | 0 | 0 | 0 | 0 | 0 | 0 | 0 | 0
| 0 | 0 | LPS | 4138 | 0 | 4138 | 0 | 0 | 0 | 0 | 0 | 0 | 0 | 0 | 0 | 0 | 0 | 0 | 0 | 0 | 0 | 0 | 0 | 0 | 0 | 0 | 0 | 0 | 0 | 0 | 0 | 0 | 0 | 0 | 0 | 0 | 0 | 0 | 0 | 0 | 0 | 0 | 0 | 0 | 0
| 0 | 0 | LPS | 4138 | 0 | 4138 | 0 | 0 | 0 | 0 | 0 | 0 | 0 | 0 | 0 | 0 | 0 | 0 | 0 | 0 | 0 | 0 | 0 | 0 | 0 | 0 | 0 | 0 | 0 | 0 | 0 | 0 | 0 | 0 | 0 | 0 | 0 | 0 | 0 | 0 | 0 | 0 | 0 | 0 | 0
| 0 | 0 | LPS | 4138 | 0 | 4138 | 0 | 0 | 0 | 0 | 0 | 0 | 0 | 0 | 0 | 0 | 0 | 0 | 0 | 0 | 0 | 0 | 0 | 0 | 0 | 0 | 0 | 0 | 0 | 0 | 0 | 0 | 0 | 0 | 0 | 0 | 0 | 0 | 0 | 0 | 0 | 0 | 0 | 0 | 0
| 0 | 0 | LPS | 4138 | 0 | 4138 | 0 | 0 | 0 | 0 | 0 | 0 | 0 | 0 | 0 | 0 | 0 | 0 | 0 | 0 | 0 | 0 | 0 | 0 | 0 | 0 | 0 | 0 | 0 | 0 | 0 | 0 | 0 | 0 | 0 | 0 | 0 | 0 | 0 | 0 | 0 | 0 | 0 | 0 | 0
HPS | 50 | 57 | HPS6 | 4138 | 235866 | 4138 | 235866 | 0 | 0 | 0 | 0 | 0 | 0 | 0 | 0 | 0 | 0 | 0 | 0 | 0 | 0 | 0 | 0 | 0 | 0 | 0 | 0 | 0 | 0 | 0 | 0 | 0 | 0 | 0 | 0 | 0 | 0 | 0 | 0 | 0 | 0 | 0 | 0 | 0 | 0
| 70 | 77 | HPS6 | 4138 | 318626 | 4138 | 318626 | 0 | 0 | 0 | 0 | 0 | 0 | 0 | 0 | 0 | 0 | 0 | 0 | 0 | 0 | 0 | 0 | 0 | 0 | 0 | 0 | 0 | 0 | 0 | 0 | 0 | 0 | 0 | 0 | 0 | 0 | 0 | 0 | 0 | 0 | 0 | 0 | 0 | 0
| 100 | 105 | HPS6 | 4138 | 434490 | 4138 | 434490 | 0 | 0 | 0 | 0 | 0 | 0 | 0 | 0 | 0 | 0 | 0 | 0 | 0 | 0 | 0 | 0 | 0 | 0 | 0 | 0 | 0 | 0 | 0 | 0 | 0 | 0 | 0 | 0 | 0 | 0 | 0 | 0 | 0 | 0 | 0 | 0 | 0 | 0
| 150 | 159 | HPS6 | 4138 | 657942 | 4138 | 657942 | 0 | 0 | 0 | 0 | 0 | 0 | 0 | 0 | 0 | 0 | 0 | 0 | 0 | 0 | 0 | 0 | 0 | 0 | 0 | 0 | 0 | 0 | 0 | 0 | 0 | 0 | 0 | 0 | 0 | 0 | 0 | 0 | 0 | 0 | 0 | 0 | 0 | 0
| 250 | 267 | HPS6 | 4138 | 1104846 | 4138 | 1104846 | 0 | 0 | 0 | 0 | 0 | 0 | 0 | 0 | 0 | 0 | 0 | 0 | 0 | 0 | 0 | 0 | 0 | 0 | 0 | 0 | 0 | 0 | 0 | 0 | 0 | 0 | 0 | 0 | 0 | 0 | 0 | 0 | 0 | 0 | 0 | 0 | 0 | 0
| 400 | 434 | HPS6 | 4138 | 1795892 | 4138 | 1795892 | 0 | 0 | 0 | 0 | 0 | 0 | 0 | 0 | 0 | 0 | 0 | 0 | 0 | 0 | 0 | 0 | 0 | 0 | 0 | 0 | 0 | 0 | 0 | 0 | 0 | 0 | 0 | 0 | 0 | 0 | 0 | 0 | 0 | 0 | 0 | 0 | 0 | 0
| 0 | 0 | HPS6 | 4138 | 0 | 4138 | 0 | 0 | 0 | 0 | 0 | 0 | 0 | 0 | 0 | 0 | 0 | 0 | 0 | 0 | 0 | 0 | 0 | 0 | 0 | 0 | 0 | 0 | 0 | 0 | 0 | 0 | 0 | 0 | 0 | 0 | 0 | 0 | 0 | 0 | 0 | 0 | 0 | 0 | 0
| 0 | 0 | HPS6 | 4138 | 0 | 4138 | 0 | 0 | 0 | 0 | 0 | 0 | 0 | 0 | 0 | 0 | 0 | 0 | 0 | 0 | 0 | 0 | 0 | 0 | 0 | 0 | 0 | 0 | 0 | 0 | 0 | 0 | 0 | 0 | 0 | 0 | 0 | 0 | 0 | 0 | 0 | 0 | 0 | 0 | 0
HPS | 50 | 62 | HPS5 | 4138 | 256556 | 4138 | 256556 | 0 | 0 | 0 | 0 | 0 | 0 | 0 | 0 | 0 | 0 | 0 | 0 | 0 | 0 | 0 | 0 | 0 | 0 | 0 | 0 | 0 | 0 | 0 | 0 | 0 | 0 | 0 | 0 | 0 | 0 | 0 | 0 | 0 | 0 | 0 | 0 | 0 | 0
| 70 | 79 | HPS5 | 4138 | 326902 | 4138 | 326902 | 0 | 0 | 0 | 0 | 0 | 0 | 0 | 0 | 0 | 0 | 0 | 0 | 0 | 0 | 0 | 0 | 0 | 0 | 0 | 0 | 0 | 0 | 0 | 0 | 0 | 0 | 0 | 0 | 0 | 0 | 0 | 0 | 0 | 0 | 0 | 0 | 0 | 0
| 100 | 114 | HPS5 | 4138 | 471732 | 4138 | 471732 | 0 | 0 | 0 | 0 | 0 | 0 | 0 | 0 | 0 | 0 | 0 | 0 | 0 | 0 | 0 | 0 | 0 | 0 | 0 | 0 | 0 | 0 | 0 | 0 | 0 | 0 | 0 | 0 | 0 | 0 | 0 | 0 | 0 | 0 | 0 | 0 | 0 | 0
| 150 | 190 | HPS5 | 4138 | 786220 | 4138 | 786220 | 0 | 0 | 0 | 0 | 0 | 0 | 0 | 0 | 0 | 0 | 0 | 0 | 0 | 0 | 0 | 0 | 0 | 0 | 0 | 0 | 0 | 0 | 0 | 0 | 0 | 0 | 0 | 0 | 0 | 0 | 0 | 0 | 0 | 0 | 0 | 0 | 0 | 0
| 250 | 301 | HPS5 | 4138 | 1245538 | 4138 | 1245538 | 0 | 0 | 0 | 0 | 0 | 0 | 0 | 0 | 0 | 0 | 0 | 0 | 0 | 0 | 0 | 0 | 0 | 0 | 0 | 0 | 0 | 0 | 0 | 0 | 0 | 0 | 0 | 0 | 0 | 0 | 0 | 0 | 0 | 0 | 0 | 0 | 0 | 0
| 400 | 434 | HPS5 | 4138 | 1795892 | 4138 | 1795892 | 0 | 0 | 0 | 0 | 0 | 0 | 0 | 0 | 0 | 0 | 0 | 0 | 0 | 0 | 0 | 0 | 0 | 0 | 0 | 0 | 0 | 0 | 0 | 0 | 0 | 0 | 0 | 0 | 0 | 0 | 0 | 0 | 0 | 0 | 0 | 0 | 0 | 0
| 0 | 0 | HPS5 | 4138 | 0 | 4138 | 0 | 0 | 0 | 0 | 0 | 0 | 0 | 0 | 0 | 0 | 0 | 0 | 0 | 0 | 0 | 0 | 0 | 0 | 0 | 0 | 0 | 0 | 0 | 0 | 0 | 0 | 0 | 0 | 0 | 0 | 0 | 0 | 0 | 0 | 0 | 0 | 0 | 0 | 0
| 0 | 0 | HPS5 | 4138 | 0 | 4138 | 0 | 0 | 0 | 0 | 0 | 0 | 0 | 0 | 0 | 0 | 0 | 0 | 0 | 0 | 0 | 0 | 0 | 0 | 0 | 0 | 0 | 0 | 0 | 0 | 0 | 0 | 0 | 0 | 0 | 0 | 0 | 0 | 0 | 0 | 0 | 0 | 0 | 0 | 0
CDO | 70 | 79 | CDO | 4138 | 326902 | 4138 | 326902 | 0 | 0 | 0 | 0 | 0 | 0 | 0 | 0 | 0 | 0 | 0 | 0 | 0 | 0 | 0 | 0 | 0 | 0 | 0 | 0 | 0 | 0 | 0 | 0 | 0 | 0 | 0 | 0 | 0 | 0 | 0 | 0 | 0 | 0 | 0 | 0 | 0 | 0
| 100 | 114 | CDO | 4138 | 471732 | 4138 | 471732 | 0 | 0 | 0 | 0 | 0 | 0 | 0 | 0 | 0 | 0 | 0 | 0 | 0 | 0 | 0 | 0 | 0 | 0 | 0 | 0 | 0 | 0 | 0 | 0 | 0 | 0 | 0 | 0 | 0 | 0 | 0 | 0 | 0 | 0 | 0 | 0 | 0 | 0
| 150 | 190 | CDO | 4138 | 786220 | 4138 | 786220 | 0 | 0 | 0 | 0 | 0 | 0 | 0 | 0 | 0 | 0 | 0 | 0 | 0 | 0 | 0 | 0 | 0 | 0 | 0 | 0 | 0 | 0 | 0 | 0 | 0 | 0 | 0 | 0 | 0 | 0 | 0 | 0 | 0 | 0 | 0 | 0 | 0 | 0
| 250 | 301 | CDO | 4138 | 1245538 | 4138 | 1245538 | 0 | 0 | 0 | 0 | 0 | 0 | 0 | 0 | 0 | 0 | 0 | 0 | 0 | 0 | 0 | 0 | 0 | 0 | 0 | 0 | 0 | 0 | 0 | 0 | 0 | 0 | 0 | 0 | 0 | 0 | 0 | 0 | 0 | 0 | 0 | 0 | 0 | 0
| 70 | 79 | CDO | 4138 | 326902 | 4138 | 326902 | 0 | 0 | 0 | 0 | 0 | 0 | 0 | 0 | 0 | 0 | 0 | 0 | 0 | 0 | 0 | 0 | 0 | 0 | 0 | 0 | 0 | 0 | 0 | 0 | 0 | 0 | 0 | 0 | 0 | 0 | 0 | 0 | 0 | 0 | 0 | 0 | 0 | 0
| 100 | 106 | CDO | 4138 | 438628 | 4138 | 438628 | 0 | 0 | 0 | 0 | 0 | 0 | 0 | 0 | 0 | 0 | 0 | 0 | 0 | 0 | 0 | 0 | 0 | 0 | 0 | 0 | 0 | 0 | 0 | 0 | 0 | 0 | 0 | 0 | 0 | 0 | 0 | 0 | 0 | 0 | 0 | 0 | 0 | 0
| 150 | 158 | CDO | 4138 | 653804 | 4138 | 653804 | 0 | 0 | 0 | 0 | 0 | 0 | 0 | 0 | 0 | 0 | 0 | 0 | 0 | 0 | 0 | 0 | 0 | 0 | 0 | 0 | 0 | 0 | 0 | 0 | 0 | 0 | 0 | 0 | 0 | 0 | 0 | 0 | 0 | 0 | 0 | 0 | 0 | 0
| 250 | 267 | CDO | 4138 | 1104846 | 4138 | 1104846 | 0 | 0 | 0 | 0 | 0 | 0 | 0 | 0 | 0 | 0 | 0 | 0 | 0 | 0 | 0 | 0 | 0 | 0 | 0 | 0 | 0 | 0 | 0 | 0 | 0 | 0 | 0 | 0 | 0 | 0 | 0 | 0 | 0 | 0 | 0 | 0 | 0 | 0
MH | 50 | 57 | MH | 4138 | 235866 | 4138 | 235866 | 0 | 0 | 0 | 0 | 0 | 0 | 0 | 0 | 0 | 0 | 0 | 0 | 0 | 0 | 0 | 0 | 0 | 0 | 0 | 0 | 0 | 0 | 0 | 0 | 0 | 0 | 0 | 0 | 0 | 0 | 0 | 0 | 0 | 0 | 0 | 0 | 0 | 0
| 70 | 76 | MH | 4138 | 314488 | 4138 | 314488 | 0 | 0 | 0 | 0 | 0 | 0 | 0 | 0 | 0 | 0 | 0 | 0 | 0 | 0 | 0 | 0 | 0 | 0 | 0 | 0 | 0 | 0 | 0 | 0 | 0 | 0 | 0 | 0 | 0 | 0 | 0 | 0 | 0 | 0 | 0 | 0 | 0 | 0
| 100 | 114 | MH | 4138 | 471732 | 4138 | 471732 | 0 | 0 | 0 | 0 | 0 | 0 | 0 | 0 | 0 | 0 | 0 | 0 | 0 | 0 | 0 | 0 | 0 | 0 | 0 | 0 | 0 | 0 | 0 | 0 | 0 | 0 | 0 | 0 | 0 | 0 | 0 | 0 | 0 | 0 | 0 | 0 | 0 | 0
| 150 | 163 | MH | 4138 | 674494 | 4138 | 674494 | 0 | 0 | 0 | 0 | 0 | 0 | 0 | 0 | 0 | 0 | 0 | 0 | 0 | 0 | 0 | 0 | 0 | 0 | 0 | 0 | 0 | 0 | 0 | 0 | 0 | 0 | 0 | 0 | 0 | 0 | 0 | 0 | 0 | 0 | 0 | 0 | 0 | 0
| 250 | 261 | MH | 4138 | 1080018 | 4138 | 1080018 | 0 | 0 | 0 | 0 | 0 | 0 | 0 | 0 | 0 | 0 | 0 | 0 | 0 | 0 | 0 | 0 | 0 | 0 | 0 | 0 | 0 | 0 | 0 | 0 | 0 | 0 | 0 | 0 | 0 | 0 | 0 | 0 | 0 | 0 | 0 | 0 | 0 | 0
| 400 | 424 | MH | 4138 | 1754512 | 4138 | 1754512 | 0 | 0 | 0 | 0 | 0 | 0 | 0 | 0 | 0 | 0 | 0 | 0 | 0 | 0 | 0 | 0 | 0 | 0 | 0 | 0 | 0 | 0 | 0 | 0 | 0 | 0 | 0 | 0 | 0 | 0 | 0 | 0 | 0 | 0 | 0 | 0 | 0 | 0
| 0 | 0 | MH | 4138 | 0 | 4138 | 0 | 0 | 0 | 0 | 0 | 0 | 0 | 0 | 0 | 0 | 0 | 0 | 0 | 0 | 0 | 0 | 0 | 0 | 0 | 0 | 0 | 0 | 0 | 0 | 0 | 0 | 0 | 0 | 0 | 0 | 0 | 0 | 0 | 0 | 0 | 0 | 0 | 0 | 0
| 0 | 0 | MH | 4138 | 0 | 4138 | 0 | 0 | 0 | 0 | 0 | 0 | 0 | 0 | 0 | 0 | 0 | 0 | 0 | 0 | 0 | 0 | 0 | 0 | 0 | 0 | 0 | 0 | 0 | 0 | 0 | 0 | 0 | 0 | 0 | 0 | 0 | 0 | 0 | 0 | 0 | 0 | 0 | 0 | 0
MH | 70 | 89 | MH | 4138 | 368282 | 4138 | 368282 | 0 | 0 | 0 | 0 | 0 | 0 | 0 | 0 | 0 | 0 | 0 | 0 | 0 | 0 | 0 | 0 | 0 | 0 | 0 | 0 | 0 | 0 | 0 | 0 | 0 | 0 | 0 | 0 | 0 | 0 | 0 | 0 | 0 | 0 | 0 | 0 | 0 | 0
| 100 | 118 | MH | 4138 | 488284 | 4138 | 488284 | 0 | 0 | 0 | 0 | 0 | 0 | 0 | 0 | 0 | 0 | 0 | 0 | 0 | 0 | 0 | 0 | 0 | 0 | 0 | 0 | 0 | 0 | 0 | 0 | 0 | 0 | 0 | 0 | 0 | 0 | 0 | 0 | 0 | 0 | 0 | 0 | 0 | 0
| 150 | 179 | MH | 4138 | 740702 | 4138 | 740702 | 0 | 0 | 0 | 0 | 0 | 0 | 0 | 0 | 0 | 0 | 0 | 0 | 0 | 0 | 0 | 0 | 0 | 0 | 0 | 0 | 0 | 0 | 0 | 0 | 0 | 0 | 0 | 0 | 0 | 0 | 0 | 0 | 0 | 0 | 0 | 0 | 0 | 0
| 250 | 301 | MH | 4138 | 1245538 | 4138 | 1245538 | 0 | 0 | 0 | 0 | 0 | 0 | 0 | 0 | 0 | 0 | 0 | 0 | 0 | 0 | 0 | 0 | 0 | 0 | 0 | 0 | 0 | 0 | 0 | 0 | 0 | 0 | 0 | 0 | 0 | 0 | 0 | 0 | 0 | 0 | 0 | 0 | 0 | 0
| 400 | 471 | MH | 4138 | 1948998 | 4138 | 1948998 | 0 | 0 | 0 | 0 | 0 | 0 | 0 | 0 | 0 | 0 | 0 | 0 | 0 | 0 | 0 | 0 | 0 | 0 | 0 | 0 | 0 | 0 | 0 | 0 | 0 | 0 | 0 | 0 | 0 | 0 | 0 | 0 | 0 | 0 | 0 | 0 | 0 | 0
| 0 | 0 | MH | 4138 | 0 | 4138 | 0 | 0 | 0 | 0 | 0 | 0 | 0 | 0 | 0 | 0 | 0 | 0 | 0 | 0 | 0 | 0 | 0 | 0 | 0 | 0 | 0 | 0 | 0 | 0 | 0 | 0 | 0 | 0 | 0 | 0 | 0 | 0 | 0 | 0 | 0 | 0 | 0 | 0 | 0
| 0 | 0 | MH | 4138 | 0 | 4138 | 0 | 0 | 0 | 0 | 0 | 0 | 0 | 0 | 0 | 0 | 0 | 0 | 0 | 0 | 0 | 0 | 0 | 0 | 0 | 0 | 0 | 0 | 0 | 0 | 0 | 0 | 0 | 0 | 0 | 0 | 0 | 0 | 0 | 0 | 0 | 0 | 0 | 0 | 0
| 0 | 0 | MH | 4138 | 0 | 4138 | 0 | 0 | 0 | 0 | 0 | 0 | 0 | 0 | 0 | 0 | 0 | 0 | 0 | 0 | 0 | 0 | 0 | 0 | 0 | 0 | 0 | 0 | 0 | 0 | 0 | 0 | 0 | 0 | 0 | 0 | 0 | 0 | 0 | 0 | 0 | 0 | 0 | 0 | 0
CMH | 35 | 47 | MH | 4138 | 194486 | 4138 | 194486 | 0 | 0 | 0 | 0 | 0 | 0 | 0 | 0 | 0 | 0 | 0 | 0 | 0 | 0 | 0 | 0 | 0 | 0 | 0 | 0 | 0 | 0 | 0 | 0 | 0 | 0 | 0 | 0 | 0 | 0 | 0 | 0 | 0 | 0 | 0 | 0 | 0 | 0
| 70 | 86 | MH | 4138 | 355868 | 4138 | 355868 | 0 | 0 | 0 | 0 | 0 | 0 | 0 | 0 | 0 | 0 | 0 | 0 | 0 | 0 | 0 | 0 | 0 | 0 | 0 | 0 | 0 | 0 | 0 | 0 | 0 | 0 | 0 | 0 | 0 | 0 | 0 | 0 | 0 | 0 | 0 | 0 | 0 | 0
| 150 | 167 | MH | 4138 | 691046 | 4138 | 691046 | 0 | 0 | 0 | 0 | 0 | 0 | 0 | 0 | 0 | 0 | 0 | 0 | 0 | 0 | 0 | 0 | 0 | 0 | 0 | 0 | 0 | 0 | 0 | 0 | 0 | 0 | 0 | 0 | 0 | 0 | 0 | 0 | 0 | 0 | 0 | 0 | 0 | 0
| 210 | 225 | MH | 4138 | 931050 | 4138 | 931050 | 0 | 0 | 0 | 0 | 0 | 0 | 0 | 0 | 0 | 0 | 0 | 0 | 0 | 0 | 0 | 0 | 0 | 0 | 0 | 0 | 0 | 0 | 0 | 0 | 0 | 0 | 0 | 0 | 0 | 0 | 0 | 0 | 0 | 0 | 0 | 0 | 0 | 0
| 0 | 0 | MH | 4138 | 0 | 4138 | 0 | 0 | 0 | 0 | 0 | 0 | 0 | 0 | 0 | 0 | 0 | 0 | 0 | 0 | 0 | 0 | 0 | 0 | 0 | 0 | 0 | 0 | 0 | 0 | 0 | 0 | 0 | 0 | 0 | 0 | 0 | 0 | 0 | 0 | 0 | 0 | 0 | 0 | 0
| 0 | 0 | MH | 4138 | 0 | 4138 | 0 | 0 | 0 | 0 | 0 | 0 | 0 | 0 | 0 | 0 | 0 | 0 | 0 | 0 | 0 | 0 | 0 | 0 | 0 | 0 | 0 | 0 | 0 | 0 | 0 | 0 | 0 | 0 | 0 | 0 | 0 | 0 | 0 | 0 | 0 | 0 | 0 | 0 | 0
| 0 | 0 | MH | 4138 | 0 | 4138 | 0 | 0 | 0 | 0 | 0 | 0 | 0 | 0 | 0 | 0 | 0 | 0 | 0 | 0 | 0 | 0 | 0 | 0 | 0 | 0 | 0 | 0 | 0 | 0 | 0 | 0 | 0 | 0 | 0 | 0 | 0 | 0 | 0 | 0 | 0 | 0 | 0 | 0 | 0
| 0 | 0 | MH | 4138 | 0 | 4138 | 0 | 0 | 0 | 0 | 0 | 0 | 0 | 0 | 0 | 0 | 0 | 0 | 0 | 0 | 0 | 0 | 0 | 0 | 0 | 0 | 0 | 0 | 0 | 0 | 0 | 0 | 0 | 0 | 0 | 0 | 0 | 0 | 0 | 0 | 0 | 0 | 0 | 0 | 0
CPO | 45 | 50 | CPO | 4138 | 206900 | 4138 | 206900 | 0 | 0 | 0 | 0 | 0 | 0 | 0 | 0 | 0 | 0 | 0 | 0 | 0 | 0 | 0 | 0 | 0 | 0 | 0 | 0 | 0 | 0 | 0 | 0 | 0 | 0 | 0 | 0 | 0 | 0 | 0 | 0 | 0 | 0 | 0 | 0 | 0 | 0
| 60 | 66 | CPO | 4138 | 273108 | 4138 | 273108 | 0 | 0 | 0 | 0 | 0 | 0 | 0 | 0 | 0 | 0 | 0 | 0 | 0 | 0 | 0 | 0 | 0 | 0 | 0 | 0 | 0 | 0 | 0 | 0 | 0 | 0 | 0 | 0 | 0 | 0 | 0 | 0 | 0 | 0 | 0 | 0 | 0 | 0
| 90 | 98 | CPO | 4138 | 405524 | 4138 | 405524 | 0 | 0 | 0 | 0 | 0 | 0 | 0 | 0 | 0 | 0 | 0 | 0 | 0 | 0 | 0 | 0 | 0 | 0 | 0 | 0 | 0 | 0 | 0 | 0 | 0 | 0 | 0 | 0 | 0 | 0 | 0 | 0 | 0 | 0 | 0 | 0 | 0 | 0
| 140 | 153 | CPO | 4138 | 633114 | 4138 | 633114 | 0 | 0 | 0 | 0 | 0 | 0 | 0 | 0 | 0 | 0 | 0 | 0 | 0 | 0 | 0 | 0 | 0 | 0 | 0 | 0 | 0 | 0 | 0 | 0 | 0 | 0 | 0 | 0 | 0 | 0 | 0 | 0 | 0 | 0 | 0 | 0 | 0 | 0
| 0 | 0 | 0 | 4138 | 0 | 4138 | 0 | 0 | 0 | 0 | 0 | 0 | 0 | 0 | 0 | 0 | 0 | 0 | 0 | 0 | 0 | 0 | 0 | 0 | 0 | 0 | 0 | 0 | 0 | 0 | 0 | 0 | 0 | 0 | 0 | 0 | 0 | 0 | 0 | 0 | 0 | 0 | 0 | 0 | 0
| 0 | 0 | 0 | 4138 | 0 | 4138 | 0 | 0 | 0 | 0 | 0 | 0 | 0 | 0 | 0 | 0 | 0 | 0 | 0 | 0 | 0 | 0 | 0 | 0 | 0 | 0 | 0 | 0 | 0 | 0 | 0 | 0 | 0 | 0 | 0 | 0 | 0 | 0 | 0 | 0 | 0 | 0 | 0 | 0 | 0
| 0 | 0 | 0 | 4138 | 0 | 4138 | 0 | 0 | 0 | 0 | 0 | 0 | 0 | 0 | 0 | 0 | 0 | 0 | 0 | 0 | 0 | 0 | 0 | 0 | 0 | 0 | 0 | 0 | 0 | 0 | 0 | 0 | 0 | 0 | 0 | 0 | 0 | 0 | 0 | 0 | 0 | 0 | 0 | 0 | 0
| 0 | 0 | 0 | 4138 | 0 | 4138 | 0 | 0 | 0 | 0 | 0 | 0 | 0 | 0 | 0 | 0 | 0 | 0 | 0 | 0 | 0 | 0 | 0 | 0 | 0 | 0 | 0 | 0 | 0 | 0 | 0 | 0 | 0 | 0 | 0 | 0 | 0 | 0 | 0 | 0 | 0 | 0 | 0 | 0 | 0
| 0 | 0 | 0 | 4138 | 0 | 4138 | 0 | 0 | 0 | 0 | 0 | 0 | 0 | 0 | 0 | 0 | 0 | 0 | 0 | 0 | 0 | 0 | 0 | 0 | 0 | 0 | 0 | 0 | 0 | 0 | 0 | 0 | 0 | 0 | 0 | 0 | 0 | 0 | 0 | 0 | 0 | 0 | 0 | 0 | 0
| 0 | 0 | 0 | 4138 | 0 | 4138 | 0 | 0 | 0 | 0 | 0 | 0 | 0 | 0 | 0 | 0 | 0 | 0 | 0 | 0 | 0 | 0 | 0 | 0 | 0 | 0 | 0 | 0 | 0 | 0 | 0 | 0 | 0 | 0 | 0 | 0 | 0 | 0 | 0 | 0 | 0 | 0 | 0 | 0 | 0
| 0 | 0 | 0 | 4138 | 0 | 4138 | 0 | 0 | 0 | 0 | 0 | 0 | 0 | 0 | 0 | 0 | 0 | 0 | 0 | 0 | 0 | 0 | 0 | 0 | 0 | 0 | 0 | 0 | 0 | 0 | 0 | 0 | 0 | 0 | 0 | 0 | 0 | 0 | 0 | 0 | 0 | 0 | 0 | 0 | 0
CLPM | 36 | 36 | LPM | 4138 | 148968 | 4138 | 148968 | 0 | 0 | 0 | 0 | 0 | 0 | 0 | 0 | 0 | 0 | 0 | 0 | 0 | 0 | 0 | 0 | 0 | 0 | 0 | 0 | 0 | 0 | 0 | 0 | 0 | 0 | 0 | 0 | 0 | 0 | 0 | 0 | 0 | 0 | 0 | 0 | 0 | 0
| 40 | 45 | LPM | 4138 | 186210 | 4138 | 186210 | 0 | 0 | 0 | 0 | 0 | 0 | 0 | 0 | 0 | 0 | 0 | 0 | 0 | 0 | 0 | 0 | 0 | 0 | 0 | 0 | 0 | 0 | 0 | 0 | 0 | 0 | 0 | 0 | 0 | 0 | 0 | 0 | 0 | 0 | 0 | 0 | 0 | 0
| 55 | 62 | LPM | 4138 | 256556 | 4138 | 256556 | 0 | 0 | 0 | 0 | 0 | 0 | 0 | 0 | 0 | 0 | 0 | 0 | 0 | 0 | 0 | 0 | 0 | 0 | 0 | 0 | 0 | 0 | 0 | 0 | 0 | 0 | 0 | 0 | 0 | 0 | 0 | 0 | 0 | 0 | 0 | 0 | 0 | 0
| 0 | 0 | LPM | 4138 | 0 | 4138 | 0 | 0 | 0 | 0 | 0 | 0 | 0 | 0 | 0 | 0 | 0 | 0 | 0 | 0 | 0 | 0 | 0 | 0 | 0 | 0 | 0 | 0 | 0 | 0 | 0 | 0 | 0 | 0 | 0 | 0 | 0 | 0 | 0 | 0 | 0 | 0 | 0 | 0 | 0
CLPM | 36 | 44 | LPM | 4138 | 182072 | 4138 | 182072 | 0 | 0 | 0 | 0 | 0 | 0 | 0 | 0 | 0 | 0 | 0 | 0 | 0 | 0 | 0 | 0 | 0 | 0 | 0 | 0 | 0 | 0 | 0 | 0 | 0 | 0 | 0 | 0 | 0 | 0 | 0 | 0 | 0 | 0 | 0 | 0 | 0 | 0
| 40 | 45 | LPM | 4138 | 186210 | 4138 | 186210 | 0 | 0 | 0 | 0 | 0 | 0 | 0 | 0 | 0 | 0 | 0 | 0 | 0 | 0 | 0 | 0 | 0 | 0 | 0 | 0 | 0 | 0 | 0 | 0 | 0 | 0 | 0 | 0 | 0 | 0 | 0 | 0 | 0 | 0 | 0 | 0 | 0 | 0
| 0 | 0 | LPM | 4138 | 0 | 4138 | 0 | 0 | 0 | 0 | 0 | 0 | 0 | 0 | 0 | 0 | 0 | 0 | 0 | 0 | 0 | 0 | 0 | 0 | 0 | 0 | 0 | 0 | 0 | 0 | 0 | 0 | 0 | 0 | 0 | 0 | 0 | 0 | 0 | 0 | 0 | 0 | 0 | 0 | 0
| 0 | 0 | LPM | 4138 | 0 | 4138 | 0 | 0 | 0 | 0 | 0 | 0 | 0 | 0 | 0 | 0 | 0 | 0 | 0 | 0 | 0 | 0 | 0 | 0 | 0 | 0 | 0 | 0 | 0 | 0 | 0 | 0 | 0 | 0 | 0 | 0 | 0 | 0 | 0 | 0 | 0 | 0 | 0 | 0 | 0
|  |  |  | UNIT COST | NUMBER AFTER UPGRADE |  |  | 0 | 2012 | 2013 | 2014 | 2015 | 2016 | 2017 | 2018 | 2019 | 2020 | 2021 | 2022 | 2023 | 2024 | 2025 | 2026 | 2027 | 2028 | 2029 | 2030 | 2031 | 2032 | 2033 | 2034 | 2035 | 2036 | 2037 | 2038 | 2039 | 2040 | 2041 | 2042 | 2043 | 2044 | 2045 | 2046 | 2047 | 2048
LED | 9.9825 | 9.9825 | LED | 215 | 0 | 4138 | 41307.585 | 0 | 0 | 0 | 0 | 0 | 0 | 0 | 0 | 0 | 0 | 0 | 0 | 0 | 0 | 0 | 0 | 0 | 0 | 0 | 0 | 0 | 0 | 0 | 0 | 0 | 0 | 0 | 0 | 0 | 0 | 0 | 0 | 0 | 0 | 0 | 0 | 0 | 0
| 19.965 | 19.965 | LED | 264 | 0 | 4138 | 82615.17 | 0 | 0 | 0 | 0 | 0 | 0 | 0 | 0 | 0 | 0 | 0 | 0 | 0 | 0 | 0 | 0 | 0 | 0 | 0 | 0 | 0 | 0 | 0 | 0 | 0 | 0 | 0 | 0 | 0 | 0 | 0 | 0 | 0 | 0 | 0 | 0 | 0 | 0
| 29.04 | 29.04 | LED | 317 | 0 | 4138 | 120167.52 | 0 | 0 | 0 | 0 | 0 | 0 | 0 | 0 | 0 | 0 | 0 | 0 | 0 | 0 | 0 | 0 | 0 | 0 | 0 | 0 | 0 | 0 | 0 | 0 | 0 | 0 | 0 | 0 | 0 | 0 | 0 | 0 | 0 | 0 | 0 | 0 | 0 | 0
| 54.45 | 54.45 | LED | 422 | 0 | 4138 | 225314.1 | 0 | 0 | 0 | 0 | 0 | 0 | 0 | 0 | 0 | 0 | 0 | 0 | 0 | 0 | 0 | 0 | 0 | 0 | 0 | 0 | 0 | 0 | 0 | 0 | 0 | 0 | 0 | 0 | 0 | 0 | 0 | 0 | 0 | 0 | 0 | 0 | 0 | 0
| 90.75 | 90.75 | LED | 422 | 0 | 4138 | 375523.5 | 0 | 0 | 0 | 0 | 0 | 0 | 0 | 0 | 0 | 0 | 0 | 0 | 0 | 0 | 0 | 0 | 0 | 0 | 0 | 0 | 0 | 0 | 0 | 0 | 0 | 0 | 0 | 0 | 0 | 0 | 0 | 0 | 0 | 0 | 0 | 0 | 0 | 0
| 136.125 | 136.125 | LED | 449 | 0 | 4138 | 563285.25 | 0 | 0 | 0 | 0 | 0 | 0 | 0 | 0 | 0 | 0 | 0 | 0 | 0 | 0 | 0 | 0 | 0 | 0 | 0 | 0 | 0 | 0 | 0 | 0 | 0 | 0 | 0 | 0 | 0 | 0 | 0 | 0 | 0 | 0 | 0 | 0 | 0 | 0
|  |  |  | Ave price | 0
Lantern Replacement programme - PRE UPGRADE | [7 empty] | 0: Year
[8 empty] | 0 | 2012 | 2013 | 2014 | 2015 | 2016 | 2017 | 2018 | 2019 | 2020 | 2021 | 2022 | 2023 | 2024 | 2025 | 2026 | 2027 | 2028 | 2029 | 2030 | 2031 | 2032 | 2033 | 2034 | 2035 | 2036 | 2037 | 2038 | 2039 | 2040 | 2041 | 2042 | 2043 | 2044 | 2045 | 2046 | 2047 | 2048
Type | Wattage (W) | Circuit W
LPS | 35 | 58 | LPS | [5 empty] | 0 | 0 | 0 | 0 | 0 | 0 | 0 | 0 | 0 | 0 | 0 | 0 | 0 | 0 | 0 | 0 | 0 | 0 | 0 | 0 | 0 | 0 | 0 | 0 | 0 | 0 | 0 | 0 | 0 | 0 | 0 | 0 | 0 | 0 | 0 | 0 | 0
| 55 | 74 | LPS | [5 empty] | 0 | 0 | 0 | 0 | 0 | 0 | 0 | 0 | 0 | 0 | 0 | 0 | 0 | 0 | 0 | 0 | 0 | 0 | 0 | 0 | 0 | 0 | 0 | 0 | 0 | 0 | 0 | 0 | 0 | 0 | 0 | 0 | 0 | 0 | 0 | 0 | 0
| 90 | 122 | LPS | [5 empty] | 0 | 0 | 0 | 0 | 0 | 0 | 0 | 0 | 0 | 0 | 0 | 0 | 0 | 0 | 0 | 0 | 0 | 0 | 0 | 0 | 0 | 0 | 0 | 0 | 0 | 0 | 0 | 0 | 0 | 0 | 0 | 0 | 0 | 0 | 0 | 0 | 0
| 135 | 178 | LPS | [5 empty] | 0 | 0 | 0 | 0 | 0 | 0 | 0 | 0 | 0 | 0 | 0 | 0 | 0 | 0 | 0 | 0 | 0 | 0 | 0 | 0 | 0 | 0 | 0 | 0 | 0 | 0 | 0 | 0 | 0 | 0 | 0 | 0 | 0 | 0 | 0 | 0 | 0
| 180 | 223 | LPS | [5 empty] | 0 | 0 | 0 | 0 | 0 | 0 | 0 | 0 | 0 | 0 | 0 | 0 | 0 | 0 | 0 | 0 | 0 | 0 | 0 | 0 | 0 | 0 | 0 | 0 | 0 | 0 | 0 | 0 | 0 | 0 | 0 | 0 | 0 | 0 | 0 | 0 | 0
| 0 | 0 | LPS | [5 empty] | 0 | 0 | 0 | 0 | 0 | 0 | 0 | 0 | 0 | 0 | 0 | 0 | 0 | 0 | 0 | 0 | 0 | 0 | 0 | 0 | 0 | 0 | 0 | 0 | 0 | 0 | 0 | 0 | 0 | 0 | 0 | 0 | 0 | 0 | 0 | 0 | 0
| 0 | 0 | LPS | [5 empty] | 0 | 0 | 0 | 0 | 0 | 0 | 0 | 0 | 0 | 0 | 0 | 0 | 0 | 0 | 0 | 0 | 0 | 0 | 0 | 0 | 0 | 0 | 0 | 0 | 0 | 0 | 0 | 0 | 0 | 0 | 0 | 0 | 0 | 0 | 0 | 0 | 0
| 0 | 0 | LPS | [5 empty] | 0 | 0 | 0 | 0 | 0 | 0 | 0 | 0 | 0 | 0 | 0 | 0 | 0 | 0 | 0 | 0 | 0 | 0 | 0 | 0 | 0 | 0 | 0 | 0 | 0 | 0 | 0 | 0 | 0 | 0 | 0 | 0 | 0 | 0 | 0 | 0 | 0
LPS | 55 | 77 | LPS | [5 empty] | 0 | 0 | 0 | 0 | 0 | 0 | 0 | 0 | 0 | 0 | 0 | 0 | 0 | 0 | 0 | 0 | 0 | 0 | 0 | 0 | 0 | 0 | 0 | 0 | 0 | 0 | 0 | 0 | 0 | 0 | 0 | 0 | 0 | 0 | 0 | 0 | 0
| 90 | 130 | LPS | [5 empty] | 0 | 0 | 0 | 0 | 0 | 0 | 0 | 0 | 0 | 0 | 0 | 0 | 0 | 0 | 0 | 0 | 0 | 0 | 0 | 0 | 0 | 0 | 0 | 0 | 0 | 0 | 0 | 0 | 0 | 0 | 0 | 0 | 0 | 0 | 0 | 0 | 0
| 135 | 190 | LPS | [5 empty] | 0 | 0 | 0 | 0 | 0 | 0 | 0 | 0 | 0 | 0 | 0 | 0 | 0 | 0 | 0 | 0 | 0 | 0 | 0 | 0 | 0 | 0 | 0 | 0 | 0 | 0 | 0 | 0 | 0 | 0 | 0 | 0 | 0 | 0 | 0 | 0 | 0
| 180 | 223 | LPS | [5 empty] | 0 | 0 | 0 | 0 | 0 | 0 | 0 | 0 | 0 | 0 | 0 | 0 | 0 | 0 | 0 | 0 | 0 | 0 | 0 | 0 | 0 | 0 | 0 | 0 | 0 | 0 | 0 | 0 | 0 | 0 | 0 | 0 | 0 | 0 | 0 | 0 | 0
| 0 | 0 | LPS | [5 empty] | 0 | 0 | 0 | 0 | 0 | 0 | 0 | 0 | 0 | 0 | 0 | 0 | 0 | 0 | 0 | 0 | 0 | 0 | 0 | 0 | 0 | 0 | 0 | 0 | 0 | 0 | 0 | 0 | 0 | 0 | 0 | 0 | 0 | 0 | 0 | 0 | 0
| 0 | 0 | LPS | [5 empty] | 0 | 0 | 0 | 0 | 0 | 0 | 0 | 0 | 0 | 0 | 0 | 0 | 0 | 0 | 0 | 0 | 0 | 0 | 0 | 0 | 0 | 0 | 0 | 0 | 0 | 0 | 0 | 0 | 0 | 0 | 0 | 0 | 0 | 0 | 0 | 0 | 0
| 0 | 0 | LPS | [5 empty] | 0 | 0 | 0 | 0 | 0 | 0 | 0 | 0 | 0 | 0 | 0 | 0 | 0 | 0 | 0 | 0 | 0 | 0 | 0 | 0 | 0 | 0 | 0 | 0 | 0 | 0 | 0 | 0 | 0 | 0 | 0 | 0 | 0 | 0 | 0 | 0 | 0
| 0 | 0 | LPS | [5 empty] | 0 | 0 | 0 | 0 | 0 | 0 | 0 | 0 | 0 | 0 | 0 | 0 | 0 | 0 | 0 | 0 | 0 | 0 | 0 | 0 | 0 | 0 | 0 | 0 | 0 | 0 | 0 | 0 | 0 | 0 | 0 | 0 | 0 | 0 | 0 | 0 | 0
HPS | 50 | 57 | HPS6 | [5 empty] | 0 | 0 | 0 | 0 | 0 | 0 | 0 | 0 | 0 | 0 | 0 | 0 | 0 | 0 | 0 | 0 | 0 | 0 | 0 | 0 | 0 | 0 | 0 | 0 | 0 | 0 | 0 | 0 | 0 | 0 | 0 | 0 | 0 | 0 | 0 | 0 | 0
| 70 | 77 | HPS6 | [5 empty] | 0 | 0 | 0 | 0 | 0 | 0 | 0 | 0 | 0 | 0 | 0 | 0 | 0 | 0 | 0 | 0 | 0 | 0 | 0 | 0 | 0 | 0 | 0 | 0 | 0 | 0 | 0 | 0 | 0 | 0 | 0 | 0 | 0 | 0 | 0 | 0 | 0
| 100 | 105 | HPS6 | [5 empty] | 0 | 0 | 0 | 0 | 0 | 0 | 0 | 0 | 0 | 0 | 0 | 0 | 0 | 0 | 0 | 0 | 0 | 0 | 0 | 0 | 0 | 0 | 0 | 0 | 0 | 0 | 0 | 0 | 0 | 0 | 0 | 0 | 0 | 0 | 0 | 0 | 0
| 150 | 159 | HPS6 | [5 empty] | 0 | 0 | 0 | 0 | 0 | 0 | 0 | 0 | 0 | 0 | 0 | 0 | 0 | 0 | 0 | 0 | 0 | 0 | 0 | 0 | 0 | 0 | 0 | 0 | 0 | 0 | 0 | 0 | 0 | 0 | 0 | 0 | 0 | 0 | 0 | 0 | 0
| 250 | 267 | HPS6 | [5 empty] | 0 | 0 | 0 | 0 | 0 | 0 | 0 | 0 | 0 | 0 | 0 | 0 | 0 | 0 | 0 | 0 | 0 | 0 | 0 | 0 | 0 | 0 | 0 | 0 | 0 | 0 | 0 | 0 | 0 | 0 | 0 | 0 | 0 | 0 | 0 | 0 | 0
| 400 | 434 | HPS6 | [5 empty] | 0 | 0 | 0 | 0 | 0 | 0 | 0 | 0 | 0 | 0 | 0 | 0 | 0 | 0 | 0 | 0 | 0 | 0 | 0 | 0 | 0 | 0 | 0 | 0 | 0 | 0 | 0 | 0 | 0 | 0 | 0 | 0 | 0 | 0 | 0 | 0 | 0
| 0 | 0 | HPS6 | [5 empty] | 0 | 0 | 0 | 0 | 0 | 0 | 0 | 0 | 0 | 0 | 0 | 0 | 0 | 0 | 0 | 0 | 0 | 0 | 0 | 0 | 0 | 0 | 0 | 0 | 0 | 0 | 0 | 0 | 0 | 0 | 0 | 0 | 0 | 0 | 0 | 0 | 0
| 0 | 0 | HPS6 | [5 empty] | 0 | 0 | 0 | 0 | 0 | 0 | 0 | 0 | 0 | 0 | 0 | 0 | 0 | 0 | 0 | 0 | 0 | 0 | 0 | 0 | 0 | 0 | 0 | 0 | 0 | 0 | 0 | 0 | 0 | 0 | 0 | 0 | 0 | 0 | 0 | 0 | 0
HPS | 50 | 62 | HPS5 | [5 empty] | 0 | 0 | 0 | 0 | 0 | 0 | 0 | 0 | 0 | 0 | 0 | 0 | 0 | 0 | 0 | 0 | 0 | 0 | 0 | 0 | 0 | 0 | 0 | 0 | 0 | 0 | 0 | 0 | 0 | 0 | 0 | 0 | 0 | 0 | 0 | 0 | 0
| 70 | 79 | HPS5 | [5 empty] | 0 | 0 | 0 | 0 | 0 | 0 | 0 | 0 | 0 | 0 | 0 | 0 | 0 | 0 | 0 | 0 | 0 | 0 | 0 | 0 | 0 | 0 | 0 | 0 | 0 | 0 | 0 | 0 | 0 | 0 | 0 | 0 | 0 | 0 | 0 | 0 | 0
| 100 | 114 | HPS5 | [5 empty] | 0 | 0 | 0 | 0 | 0 | 0 | 0 | 0 | 0 | 0 | 0 | 0 | 0 | 0 | 0 | 0 | 0 | 0 | 0 | 0 | 0 | 0 | 0 | 0 | 0 | 0 | 0 | 0 | 0 | 0 | 0 | 0 | 0 | 0 | 0 | 0 | 0
| 150 | 190 | HPS5 | [5 empty] | 0 | 0 | 0 | 0 | 0 | 0 | 0 | 0 | 0 | 0 | 0 | 0 | 0 | 0 | 0 | 0 | 0 | 0 | 0 | 0 | 0 | 0 | 0 | 0 | 0 | 0 | 0 | 0 | 0 | 0 | 0 | 0 | 0 | 0 | 0 | 0 | 0
| 250 | 301 | HPS5 | [5 empty] | 0 | 0 | 0 | 0 | 0 | 0 | 0 | 0 | 0 | 0 | 0 | 0 | 0 | 0 | 0 | 0 | 0 | 0 | 0 | 0 | 0 | 0 | 0 | 0 | 0 | 0 | 0 | 0 | 0 | 0 | 0 | 0 | 0 | 0 | 0 | 0 | 0
| 400 | 434 | HPS5 | [5 empty] | 0 | 0 | 0 | 0 | 0 | 0 | 0 | 0 | 0 | 0 | 0 | 0 | 0 | 0 | 0 | 0 | 0 | 0 | 0 | 0 | 0 | 0 | 0 | 0 | 0 | 0 | 0 | 0 | 0 | 0 | 0 | 0 | 0 | 0 | 0 | 0 | 0
| 0 | 0 | HPS5 | [5 empty] | 0 | 0 | 0 | 0 | 0 | 0 | 0 | 0 | 0 | 0 | 0 | 0 | 0 | 0 | 0 | 0 | 0 | 0 | 0 | 0 | 0 | 0 | 0 | 0 | 0 | 0 | 0 | 0 | 0 | 0 | 0 | 0 | 0 | 0 | 0 | 0 | 0
| 0 | 0 | HPS5 | [5 empty] | 0 | 0 | 0 | 0 | 0 | 0 | 0 | 0 | 0 | 0 | 0 | 0 | 0 | 0 | 0 | 0 | 0 | 0 | 0 | 0 | 0 | 0 | 0 | 0 | 0 | 0 | 0 | 0 | 0 | 0 | 0 | 0 | 0 | 0 | 0 | 0 | 0
CDO | 70 | 79 | CDO | [5 empty] | 0 | 0 | 0 | 0 | 0 | 0 | 0 | 0 | 0 | 0 | 0 | 0 | 0 | 0 | 0 | 0 | 0 | 0 | 0 | 0 | 0 | 0 | 0 | 0 | 0 | 0 | 0 | 0 | 0 | 0 | 0 | 0 | 0 | 0 | 0 | 0 | 0
| 100 | 114 | CDO | [5 empty] | 0 | 0 | 0 | 0 | 0 | 0 | 0 | 0 | 0 | 0 | 0 | 0 | 0 | 0 | 0 | 0 | 0 | 0 | 0 | 0 | 0 | 0 | 0 | 0 | 0 | 0 | 0 | 0 | 0 | 0 | 0 | 0 | 0 | 0 | 0 | 0 | 0
| 150 | 190 | CDO | [5 empty] | 0 | 0 | 0 | 0 | 0 | 0 | 0 | 0 | 0 | 0 | 0 | 0 | 0 | 0 | 0 | 0 | 0 | 0 | 0 | 0 | 0 | 0 | 0 | 0 | 0 | 0 | 0 | 0 | 0 | 0 | 0 | 0 | 0 | 0 | 0 | 0 | 0
| 250 | 301 | CDO | [5 empty] | 0 | 0 | 0 | 0 | 0 | 0 | 0 | 0 | 0 | 0 | 0 | 0 | 0 | 0 | 0 | 0 | 0 | 0 | 0 | 0 | 0 | 0 | 0 | 0 | 0 | 0 | 0 | 0 | 0 | 0 | 0 | 0 | 0 | 0 | 0 | 0 | 0
| 70 | 79 | CDO | [5 empty] | 0 | 0 | 0 | 0 | 0 | 0 | 0 | 0 | 0 | 0 | 0 | 0 | 0 | 0 | 0 | 0 | 0 | 0 | 0 | 0 | 0 | 0 | 0 | 0 | 0 | 0 | 0 | 0 | 0 | 0 | 0 | 0 | 0 | 0 | 0 | 0 | 0
| 100 | 106 | CDO | [5 empty] | 0 | 0 | 0 | 0 | 0 | 0 | 0 | 0 | 0 | 0 | 0 | 0 | 0 | 0 | 0 | 0 | 0 | 0 | 0 | 0 | 0 | 0 | 0 | 0 | 0 | 0 | 0 | 0 | 0 | 0 | 0 | 0 | 0 | 0 | 0 | 0 | 0
| 150 | 158 | CDO | [5 empty] | 0 | 0 | 0 | 0 | 0 | 0 | 0 | 0 | 0 | 0 | 0 | 0 | 0 | 0 | 0 | 0 | 0 | 0 | 0 | 0 | 0 | 0 | 0 | 0 | 0 | 0 | 0 | 0 | 0 | 0 | 0 | 0 | 0 | 0 | 0 | 0 | 0
| 250 | 267 | CDO | [5 empty] | 0 | 0 | 0 | 0 | 0 | 0 | 0 | 0 | 0 | 0 | 0 | 0 | 0 | 0 | 0 | 0 | 0 | 0 | 0 | 0 | 0 | 0 | 0 | 0 | 0 | 0 | 0 | 0 | 0 | 0 | 0 | 0 | 0 | 0 | 0 | 0 | 0
MH | 50 | 57 | MH | [5 empty] | 0 | 0 | 0 | 0 | 0 | 0 | 0 | 0 | 0 | 0 | 0 | 0 | 0 | 0 | 0 | 0 | 0 | 0 | 0 | 0 | 0 | 0 | 0 | 0 | 0 | 0 | 0 | 0 | 0 | 0 | 0 | 0 | 0 | 0 | 0 | 0 | 0
| 70 | 76 | MH | [5 empty] | 0 | 0 | 0 | 0 | 0 | 0 | 0 | 0 | 0 | 0 | 0 | 0 | 0 | 0 | 0 | 0 | 0 | 0 | 0 | 0 | 0 | 0 | 0 | 0 | 0 | 0 | 0 | 0 | 0 | 0 | 0 | 0 | 0 | 0 | 0 | 0 | 0
| 100 | 114 | MH | [5 empty] | 0 | 0 | 0 | 0 | 0 | 0 | 0 | 0 | 0 | 0 | 0 | 0 | 0 | 0 | 0 | 0 | 0 | 0 | 0 | 0 | 0 | 0 | 0 | 0 | 0 | 0 | 0 | 0 | 0 | 0 | 0 | 0 | 0 | 0 | 0 | 0 | 0
| 150 | 163 | MH | [5 empty] | 0 | 0 | 0 | 0 | 0 | 0 | 0 | 0 | 0 | 0 | 0 | 0 | 0 | 0 | 0 | 0 | 0 | 0 | 0 | 0 | 0 | 0 | 0 | 0 | 0 | 0 | 0 | 0 | 0 | 0 | 0 | 0 | 0 | 0 | 0 | 0 | 0
| 250 | 261 | MH | [5 empty] | 0 | 0 | 0 | 0 | 0 | 0 | 0 | 0 | 0 | 0 | 0 | 0 | 0 | 0 | 0 | 0 | 0 | 0 | 0 | 0 | 0 | 0 | 0 | 0 | 0 | 0 | 0 | 0 | 0 | 0 | 0 | 0 | 0 | 0 | 0 | 0 | 0
| 400 | 424 | MH | [5 empty] | 0 | 0 | 0 | 0 | 0 | 0 | 0 | 0 | 0 | 0 | 0 | 0 | 0 | 0 | 0 | 0 | 0 | 0 | 0 | 0 | 0 | 0 | 0 | 0 | 0 | 0 | 0 | 0 | 0 | 0 | 0 | 0 | 0 | 0 | 0 | 0 | 0
| 0 | 0 | MH | [5 empty] | 0 | 0 | 0 | 0 | 0 | 0 | 0 | 0 | 0 | 0 | 0 | 0 | 0 | 0 | 0 | 0 | 0 | 0 | 0 | 0 | 0 | 0 | 0 | 0 | 0 | 0 | 0 | 0 | 0 | 0 | 0 | 0 | 0 | 0 | 0 | 0 | 0
| 0 | 0 | MH | [5 empty] | 0 | 0 | 0 | 0 | 0 | 0 | 0 | 0 | 0 | 0 | 0 | 0 | 0 | 0 | 0 | 0 | 0 | 0 | 0 | 0 | 0 | 0 | 0 | 0 | 0 | 0 | 0 | 0 | 0 | 0 | 0 | 0 | 0 | 0 | 0 | 0 | 0
MH | 70 | 89 | MH | [5 empty] | 0 | 0 | 0 | 0 | 0 | 0 | 0 | 0 | 0 | 0 | 0 | 0 | 0 | 0 | 0 | 0 | 0 | 0 | 0 | 0 | 0 | 0 | 0 | 0 | 0 | 0 | 0 | 0 | 0 | 0 | 0 | 0 | 0 | 0 | 0 | 0 | 0
| 100 | 118 | MH | [5 empty] | 0 | 0 | 0 | 0 | 0 | 0 | 0 | 0 | 0 | 0 | 0 | 0 | 0 | 0 | 0 | 0 | 0 | 0 | 0 | 0 | 0 | 0 | 0 | 0 | 0 | 0 | 0 | 0 | 0 | 0 | 0 | 0 | 0 | 0 | 0 | 0 | 0
| 150 | 179 | MH | [5 empty] | 0 | 0 | 0 | 0 | 0 | 0 | 0 | 0 | 0 | 0 | 0 | 0 | 0 | 0 | 0 | 0 | 0 | 0 | 0 | 0 | 0 | 0 | 0 | 0 | 0 | 0 | 0 | 0 | 0 | 0 | 0 | 0 | 0 | 0 | 0 | 0 | 0
| 250 | 301 | MH | [5 empty] | 0 | 0 | 0 | 0 | 0 | 0 | 0 | 0 | 0 | 0 | 0 | 0 | 0 | 0 | 0 | 0 | 0 | 0 | 0 | 0 | 0 | 0 | 0 | 0 | 0 | 0 | 0 | 0 | 0 | 0 | 0 | 0 | 0 | 0 | 0 | 0 | 0
| 400 | 471 | MH | [5 empty] | 0 | 0 | 0 | 0 | 0 | 0 | 0 | 0 | 0 | 0 | 0 | 0 | 0 | 0 | 0 | 0 | 0 | 0 | 0 | 0 | 0 | 0 | 0 | 0 | 0 | 0 | 0 | 0 | 0 | 0 | 0 | 0 | 0 | 0 | 0 | 0 | 0
| 0 | 0 | MH | [5 empty] | 0 | 0 | 0 | 0 | 0 | 0 | 0 | 0 | 0 | 0 | 0 | 0 | 0 | 0 | 0 | 0 | 0 | 0 | 0 | 0 | 0 | 0 | 0 | 0 | 0 | 0 | 0 | 0 | 0 | 0 | 0 | 0 | 0 | 0 | 0 | 0 | 0
| 0 | 0 | MH | [5 empty] | 0 | 0 | 0 | 0 | 0 | 0 | 0 | 0 | 0 | 0 | 0 | 0 | 0 | 0 | 0 | 0 | 0 | 0 | 0 | 0 | 0 | 0 | 0 | 0 | 0 | 0 | 0 | 0 | 0 | 0 | 0 | 0 | 0 | 0 | 0 | 0 | 0
| 0 | 0 | MH | [5 empty] | 0 | 0 | 0 | 0 | 0 | 0 | 0 | 0 | 0 | 0 | 0 | 0 | 0 | 0 | 0 | 0 | 0 | 0 | 0 | 0 | 0 | 0 | 0 | 0 | 0 | 0 | 0 | 0 | 0 | 0 | 0 | 0 | 0 | 0 | 0 | 0 | 0
CMH | 35 | 47 | MH | [5 empty] | 0 | 0 | 0 | 0 | 0 | 0 | 0 | 0 | 0 | 0 | 0 | 0 | 0 | 0 | 0 | 0 | 0 | 0 | 0 | 0 | 0 | 0 | 0 | 0 | 0 | 0 | 0 | 0 | 0 | 0 | 0 | 0 | 0 | 0 | 0 | 0 | 0
| 70 | 86 | MH | [5 empty] | 0 | 0 | 0 | 0 | 0 | 0 | 0 | 0 | 0 | 0 | 0 | 0 | 0 | 0 | 0 | 0 | 0 | 0 | 0 | 0 | 0 | 0 | 0 | 0 | 0 | 0 | 0 | 0 | 0 | 0 | 0 | 0 | 0 | 0 | 0 | 0 | 0
| 150 | 167 | MH | [5 empty] | 0 | 0 | 0 | 0 | 0 | 0 | 0 | 0 | 0 | 0 | 0 | 0 | 0 | 0 | 0 | 0 | 0 | 0 | 0 | 0 | 0 | 0 | 0 | 0 | 0 | 0 | 0 | 0 | 0 | 0 | 0 | 0 | 0 | 0 | 0 | 0 | 0
| 210 | 225 | MH | [5 empty] | 0 | 0 | 0 | 0 | 0 | 0 | 0 | 0 | 0 | 0 | 0 | 0 | 0 | 0 | 0 | 0 | 0 | 0 | 0 | 0 | 0 | 0 | 0 | 0 | 0 | 0 | 0 | 0 | 0 | 0 | 0 | 0 | 0 | 0 | 0 | 0 | 0
| 0 | 0 | MH | [5 empty] | 0 | 0 | 0 | 0 | 0 | 0 | 0 | 0 | 0 | 0 | 0 | 0 | 0 | 0 | 0 | 0 | 0 | 0 | 0 | 0 | 0 | 0 | 0 | 0 | 0 | 0 | 0 | 0 | 0 | 0 | 0 | 0 | 0 | 0 | 0 | 0 | 0
| 0 | 0 | MH | [5 empty] | 0 | 0 | 0 | 0 | 0 | 0 | 0 | 0 | 0 | 0 | 0 | 0 | 0 | 0 | 0 | 0 | 0 | 0 | 0 | 0 | 0 | 0 | 0 | 0 | 0 | 0 | 0 | 0 | 0 | 0 | 0 | 0 | 0 | 0 | 0 | 0 | 0
| 0 | 0 | MH | [5 empty] | 0 | 0 | 0 | 0 | 0 | 0 | 0 | 0 | 0 | 0 | 0 | 0 | 0 | 0 | 0 | 0 | 0 | 0 | 0 | 0 | 0 | 0 | 0 | 0 | 0 | 0 | 0 | 0 | 0 | 0 | 0 | 0 | 0 | 0 | 0 | 0 | 0
| 0 | 0 | MH | [5 empty] | 0 | 0 | 0 | 0 | 0 | 0 | 0 | 0 | 0 | 0 | 0 | 0 | 0 | 0 | 0 | 0 | 0 | 0 | 0 | 0 | 0 | 0 | 0 | 0 | 0 | 0 | 0 | 0 | 0 | 0 | 0 | 0 | 0 | 0 | 0 | 0 | 0
CPO | 45 | 50 | CPO | [5 empty] | 0 | 0 | 0 | 0 | 0 | 0 | 0 | 0 | 0 | 0 | 0 | 0 | 0 | 0 | 0 | 0 | 0 | 0 | 0 | 0 | 0 | 0 | 0 | 0 | 0 | 0 | 0 | 0 | 0 | 0 | 0 | 0 | 0 | 0 | 0 | 0 | 0
| 60 | 66 | CPO | [5 empty] | 0 | 0 | 0 | 0 | 0 | 0 | 0 | 0 | 0 | 0 | 0 | 0 | 0 | 0 | 0 | 0 | 0 | 0 | 0 | 0 | 0 | 0 | 0 | 0 | 0 | 0 | 0 | 0 | 0 | 0 | 0 | 0 | 0 | 0 | 0 | 0 | 0
| 90 | 98 | CPO | [5 empty] | 0 | 0 | 0 | 0 | 0 | 0 | 0 | 0 | 0 | 0 | 0 | 0 | 0 | 0 | 0 | 0 | 0 | 0 | 0 | 0 | 0 | 0 | 0 | 0 | 0 | 0 | 0 | 0 | 0 | 0 | 0 | 0 | 0 | 0 | 0 | 0 | 0
| 140 | 153 | CPO | [5 empty] | 0 | 0 | 0 | 0 | 0 | 0 | 0 | 0 | 0 | 0 | 0 | 0 | 0 | 0 | 0 | 0 | 0 | 0 | 0 | 0 | 0 | 0 | 0 | 0 | 0 | 0 | 0 | 0 | 0 | 0 | 0 | 0 | 0 | 0 | 0 | 0 | 0
| 0 | 0 | 0 | [5 empty] | 0 | 0 | 0 | 0 | 0 | 0 | 0 | 0 | 0 | 0 | 0 | 0 | 0 | 0 | 0 | 0 | 0 | 0 | 0 | 0 | 0 | 0 | 0 | 0 | 0 | 0 | 0 | 0 | 0 | 0 | 0 | 0 | 0 | 0 | 0 | 0 | 0
| 0 | 0 | 0 | [5 empty] | 0 | 0 | 0 | 0 | 0 | 0 | 0 | 0 | 0 | 0 | 0 | 0 | 0 | 0 | 0 | 0 | 0 | 0 | 0 | 0 | 0 | 0 | 0 | 0 | 0 | 0 | 0 | 0 | 0 | 0 | 0 | 0 | 0 | 0 | 0 | 0 | 0
| 0 | 0 | 0 | [5 empty] | 0 | 0 | 0 | 0 | 0 | 0 | 0 | 0 | 0 | 0 | 0 | 0 | 0 | 0 | 0 | 0 | 0 | 0 | 0 | 0 | 0 | 0 | 0 | 0 | 0 | 0 | 0 | 0 | 0 | 0 | 0 | 0 | 0 | 0 | 0 | 0 | 0
| 0 | 0 | 0 | [5 empty] | 0 | 0 | 0 | 0 | 0 | 0 | 0 | 0 | 0 | 0 | 0 | 0 | 0 | 0 | 0 | 0 | 0 | 0 | 0 | 0 | 0 | 0 | 0 | 0 | 0 | 0 | 0 | 0 | 0 | 0 | 0 | 0 | 0 | 0 | 0 | 0 | 0
| 0 | 0 | 0 | [5 empty] | 0 | 0 | 0 | 0 | 0 | 0 | 0 | 0 | 0 | 0 | 0 | 0 | 0 | 0 | 0 | 0 | 0 | 0 | 0 | 0 | 0 | 0 | 0 | 0 | 0 | 0 | 0 | 0 | 0 | 0 | 0 | 0 | 0 | 0 | 0 | 0 | 0
| 0 | 0 | 0 | [5 empty] | 0 | 0 | 0 | 0 | 0 | 0 | 0 | 0 | 0 | 0 | 0 | 0 | 0 | 0 | 0 | 0 | 0 | 0 | 0 | 0 | 0 | 0 | 0 | 0 | 0 | 0 | 0 | 0 | 0 | 0 | 0 | 0 | 0 | 0 | 0 | 0 | 0
| 0 | 0 | 0 | [5 empty] | 0 | 0 | 0 | 0 | 0 | 0 | 0 | 0 | 0 | 0 | 0 | 0 | 0 | 0 | 0 | 0 | 0 | 0 | 0 | 0 | 0 | 0 | 0 | 0 | 0 | 0 | 0 | 0 | 0 | 0 | 0 | 0 | 0 | 0 | 0 | 0 | 0
CLPM | 36 | 36 | LPM | [5 empty] | 0 | 0 | 0 | 0 | 0 | 0 | 0 | 0 | 0 | 0 | 0 | 0 | 0 | 0 | 0 | 0 | 0 | 0 | 0 | 0 | 0 | 0 | 0 | 0 | 0 | 0 | 0 | 0 | 0 | 0 | 0 | 0 | 0 | 0 | 0 | 0 | 0
| 40 | 45 | LPM | [5 empty] | 0 | 0 | 0 | 0 | 0 | 0 | 0 | 0 | 0 | 0 | 0 | 0 | 0 | 0 | 0 | 0 | 0 | 0 | 0 | 0 | 0 | 0 | 0 | 0 | 0 | 0 | 0 | 0 | 0 | 0 | 0 | 0 | 0 | 0 | 0 | 0 | 0
| 55 | 62 | LPM | [5 empty] | 0 | 0 | 0 | 0 | 0 | 0 | 0 | 0 | 0 | 0 | 0 | 0 | 0 | 0 | 0 | 0 | 0 | 0 | 0 | 0 | 0 | 0 | 0 | 0 | 0 | 0 | 0 | 0 | 0 | 0 | 0 | 0 | 0 | 0 | 0 | 0 | 0
| 0 | 0 | LPM | [5 empty] | 0 | 0 | 0 | 0 | 0 | 0 | 0 | 0 | 0 | 0 | 0 | 0 | 0 | 0 | 0 | 0 | 0 | 0 | 0 | 0 | 0 | 0 | 0 | 0 | 0 | 0 | 0 | 0 | 0 | 0 | 0 | 0 | 0 | 0 | 0 | 0 | 0
CLPM | 36 | 44 | LPM | [5 empty] | 0 | 0 | 0 | 0 | 0 | 0 | 0 | 0 | 0 | 0 | 0 | 0 | 0 | 0 | 0 | 0 | 0 | 0 | 0 | 0 | 0 | 0 | 0 | 0 | 0 | 0 | 0 | 0 | 0 | 0 | 0 | 0 | 0 | 0 | 0 | 0 | 0
| 40 | 45 | LPM | [5 empty] | 0 | 0 | 0 | 0 | 0 | 0 | 0 | 0 | 0 | 0 | 0 | 0 | 0 | 0 | 0 | 0 | 0 | 0 | 0 | 0 | 0 | 0 | 0 | 0 | 0 | 0 | 0 | 0 | 0 | 0 | 0 | 0 | 0 | 0 | 0 | 0 | 0
| 0 | 0 | LPM | [5 empty] | 0 | 0 | 0 | 0 | 0 | 0 | 0 | 0 | 0 | 0 | 0 | 0 | 0 | 0 | 0 | 0 | 0 | 0 | 0 | 0 | 0 | 0 | 0 | 0 | 0 | 0 | 0 | 0 | 0 | 0 | 0 | 0 | 0 | 0 | 0 | 0 | 0
| 0 | 0 | LPM | [5 empty] | 0 | 0 | 0 | 0 | 0 | 0 | 0 | 0 | 0 | 0 | 0 | 0 | 0 | 0 | 0 | 0 | 0 | 0 | 0 | 0 | 0 | 0 | 0 | 0 | 0 | 0 | 0 | 0 | 0 | 0 | 0 | 0 | 0 | 0 | 0 | 0 | 0
Lantern Replacement programme - POST UPGRADE MODEL | [7 empty] | Year 0: Year
[8 empty] | 0 | 2012 | 2013 | 2014 | 2015 | 2016 | 2017 | 2018 | 2019 | 2020 | 2021 | 2022 | 2023 | 2024 | 2025 | 2026 | 2027 | 2028 | 2029 | 2030 | 2031 | 2032 | 2033 | 2034 | 2035 | 2036 | 2037 | 2038 | 2039 | 2040 | 2041 | 2042 | 2043 | 2044 | 2045 | 2046 | 2047 | 2048
Type | Wattage (W) | Circuit W
LPS | 35 | 58 | LPS | [5 empty] | 0 | 0 | 0 | 0 | 0 | 0 | 0 | 0 | 0 | 0 | 0 | 0 | 0 | 0 | 0 | 0 | 0 | 0 | 0 | 0 | 0 | 0 | 0 | 0 | 0 | 0 | 0 | 0 | 0 | 0 | 0 | 0 | 0 | 0 | 0 | 0 | 0
| 55 | 74 | LPS | [5 empty] | 0 | 0 | 0 | 0 | 0 | 0 | 0 | 0 | 0 | 0 | 0 | 0 | 0 | 0 | 0 | 0 | 0 | 0 | 0 | 0 | 0 | 0 | 0 | 0 | 0 | 0 | 0 | 0 | 0 | 0 | 0 | 0 | 0 | 0 | 0 | 0 | 0
| 90 | 122 | LPS | [5 empty] | 0 | 0 | 0 | 0 | 0 | 0 | 0 | 0 | 0 | 0 | 0 | 0 | 0 | 0 | 0 | 0 | 0 | 0 | 0 | 0 | 0 | 0 | 0 | 0 | 0 | 0 | 0 | 0 | 0 | 0 | 0 | 0 | 0 | 0 | 0 | 0 | 0
| 135 | 178 | LPS | [5 empty] | 0 | 0 | 0 | 0 | 0 | 0 | 0 | 0 | 0 | 0 | 0 | 0 | 0 | 0 | 0 | 0 | 0 | 0 | 0 | 0 | 0 | 0 | 0 | 0 | 0 | 0 | 0 | 0 | 0 | 0 | 0 | 0 | 0 | 0 | 0 | 0 | 0
| 180 | 223 | LPS | [5 empty] | 0 | 0 | 0 | 0 | 0 | 0 | 0 | 0 | 0 | 0 | 0 | 0 | 0 | 0 | 0 | 0 | 0 | 0 | 0 | 0 | 0 | 0 | 0 | 0 | 0 | 0 | 0 | 0 | 0 | 0 | 0 | 0 | 0 | 0 | 0 | 0 | 0
| 0 | 0 | LPS | [5 empty] | 0 | 0 | 0 | 0 | 0 | 0 | 0 | 0 | 0 | 0 | 0 | 0 | 0 | 0 | 0 | 0 | 0 | 0 | 0 | 0 | 0 | 0 | 0 | 0 | 0 | 0 | 0 | 0 | 0 | 0 | 0 | 0 | 0 | 0 | 0 | 0 | 0
| 0 | 0 | LPS | [5 empty] | 0 | 0 | 0 | 0 | 0 | 0 | 0 | 0 | 0 | 0 | 0 | 0 | 0 | 0 | 0 | 0 | 0 | 0 | 0 | 0 | 0 | 0 | 0 | 0 | 0 | 0 | 0 | 0 | 0 | 0 | 0 | 0 | 0 | 0 | 0 | 0 | 0
| 0 | 0 | LPS | [5 empty] | 0 | 0 | 0 | 0 | 0 | 0 | 0 | 0 | 0 | 0 | 0 | 0 | 0 | 0 | 0 | 0 | 0 | 0 | 0 | 0 | 0 | 0 | 0 | 0 | 0 | 0 | 0 | 0 | 0 | 0 | 0 | 0 | 0 | 0 | 0 | 0 | 0
LPS | 55 | 77 | LPS | [5 empty] | 0 | 0 | 0 | 0 | 0 | 0 | 0 | 0 | 0 | 0 | 0 | 0 | 0 | 0 | 0 | 0 | 0 | 0 | 0 | 0 | 0 | 0 | 0 | 0 | 0 | 0 | 0 | 0 | 0 | 0 | 0 | 0 | 0 | 0 | 0 | 0 | 0
| 90 | 130 | LPS | [5 empty] | 0 | 0 | 0 | 0 | 0 | 0 | 0 | 0 | 0 | 0 | 0 | 0 | 0 | 0 | 0 | 0 | 0 | 0 | 0 | 0 | 0 | 0 | 0 | 0 | 0 | 0 | 0 | 0 | 0 | 0 | 0 | 0 | 0 | 0 | 0 | 0 | 0
| 135 | 190 | LPS | [5 empty] | 0 | 0 | 0 | 0 | 0 | 0 | 0 | 0 | 0 | 0 | 0 | 0 | 0 | 0 | 0 | 0 | 0 | 0 | 0 | 0 | 0 | 0 | 0 | 0 | 0 | 0 | 0 | 0 | 0 | 0 | 0 | 0 | 0 | 0 | 0 | 0 | 0
| 180 | 223 | LPS | [5 empty] | 0 | 0 | 0 | 0 | 0 | 0 | 0 | 0 | 0 | 0 | 0 | 0 | 0 | 0 | 0 | 0 | 0 | 0 | 0 | 0 | 0 | 0 | 0 | 0 | 0 | 0 | 0 | 0 | 0 | 0 | 0 | 0 | 0 | 0 | 0 | 0 | 0
| 0 | 0 | LPS | [5 empty] | 0 | 0 | 0 | 0 | 0 | 0 | 0 | 0 | 0 | 0 | 0 | 0 | 0 | 0 | 0 | 0 | 0 | 0 | 0 | 0 | 0 | 0 | 0 | 0 | 0 | 0 | 0 | 0 | 0 | 0 | 0 | 0 | 0 | 0 | 0 | 0 | 0
| 0 | 0 | LPS | [5 empty] | 0 | 0 | 0 | 0 | 0 | 0 | 0 | 0 | 0 | 0 | 0 | 0 | 0 | 0 | 0 | 0 | 0 | 0 | 0 | 0 | 0 | 0 | 0 | 0 | 0 | 0 | 0 | 0 | 0 | 0 | 0 | 0 | 0 | 0 | 0 | 0 | 0
| 0 | 0 | LPS | [5 empty] | 0 | 0 | 0 | 0 | 0 | 0 | 0 | 0 | 0 | 0 | 0 | 0 | 0 | 0 | 0 | 0 | 0 | 0 | 0 | 0 | 0 | 0 | 0 | 0 | 0 | 0 | 0 | 0 | 0 | 0 | 0 | 0 | 0 | 0 | 0 | 0 | 0
| 0 | 0 | LPS | [5 empty] | 0 | 0 | 0 | 0 | 0 | 0 | 0 | 0 | 0 | 0 | 0 | 0 | 0 | 0 | 0 | 0 | 0 | 0 | 0 | 0 | 0 | 0 | 0 | 0 | 0 | 0 | 0 | 0 | 0 | 0 | 0 | 0 | 0 | 0 | 0 | 0 | 0
HPS | 50 | 57 | HPS6 | [5 empty] | 0 | 0 | 0 | 0 | 0 | 0 | 0 | 0 | 0 | 0 | 0 | 0 | 0 | 0 | 0 | 0 | 0 | 0 | 0 | 0 | 0 | 0 | 0 | 0 | 0 | 0 | 0 | 0 | 0 | 0 | 0 | 0 | 0 | 0 | 0 | 0 | 0
| 70 | 77 | HPS6 | [5 empty] | 0 | 0 | 0 | 0 | 0 | 0 | 0 | 0 | 0 | 0 | 0 | 0 | 0 | 0 | 0 | 0 | 0 | 0 | 0 | 0 | 0 | 0 | 0 | 0 | 0 | 0 | 0 | 0 | 0 | 0 | 0 | 0 | 0 | 0 | 0 | 0 | 0
| 100 | 105 | HPS6 | [5 empty] | 0 | 0 | 0 | 0 | 0 | 0 | 0 | 0 | 0 | 0 | 0 | 0 | 0 | 0 | 0 | 0 | 0 | 0 | 0 | 0 | 0 | 0 | 0 | 0 | 0 | 0 | 0 | 0 | 0 | 0 | 0 | 0 | 0 | 0 | 0 | 0 | 0
| 150 | 159 | HPS6 | [5 empty] | 0 | 0 | 0 | 0 | 0 | 0 | 0 | 0 | 0 | 0 | 0 | 0 | 0 | 0 | 0 | 0 | 0 | 0 | 0 | 0 | 0 | 0 | 0 | 0 | 0 | 0 | 0 | 0 | 0 | 0 | 0 | 0 | 0 | 0 | 0 | 0 | 0
| 250 | 267 | HPS6 | [5 empty] | 0 | 0 | 0 | 0 | 0 | 0 | 0 | 0 | 0 | 0 | 0 | 0 | 0 | 0 | 0 | 0 | 0 | 0 | 0 | 0 | 0 | 0 | 0 | 0 | 0 | 0 | 0 | 0 | 0 | 0 | 0 | 0 | 0 | 0 | 0 | 0 | 0
| 400 | 434 | HPS6 | [5 empty] | 0 | 0 | 0 | 0 | 0 | 0 | 0 | 0 | 0 | 0 | 0 | 0 | 0 | 0 | 0 | 0 | 0 | 0 | 0 | 0 | 0 | 0 | 0 | 0 | 0 | 0 | 0 | 0 | 0 | 0 | 0 | 0 | 0 | 0 | 0 | 0 | 0
| 0 | 0 | HPS6 | [5 empty] | 0 | 0 | 0 | 0 | 0 | 0 | 0 | 0 | 0 | 0 | 0 | 0 | 0 | 0 | 0 | 0 | 0 | 0 | 0 | 0 | 0 | 0 | 0 | 0 | 0 | 0 | 0 | 0 | 0 | 0 | 0 | 0 | 0 | 0 | 0 | 0 | 0
| 0 | 0 | HPS6 | [5 empty] | 0 | 0 | 0 | 0 | 0 | 0 | 0 | 0 | 0 | 0 | 0 | 0 | 0 | 0 | 0 | 0 | 0 | 0 | 0 | 0 | 0 | 0 | 0 | 0 | 0 | 0 | 0 | 0 | 0 | 0 | 0 | 0 | 0 | 0 | 0 | 0 | 0
HPS | 50 | 62 | HPS5 | [5 empty] | 0 | 0 | 0 | 0 | 0 | 0 | 0 | 0 | 0 | 0 | 0 | 0 | 0 | 0 | 0 | 0 | 0 | 0 | 0 | 0 | 0 | 0 | 0 | 0 | 0 | 0 | 0 | 0 | 0 | 0 | 0 | 0 | 0 | 0 | 0 | 0 | 0
| 70 | 79 | HPS5 | [5 empty] | 0 | 0 | 0 | 0 | 0 | 0 | 0 | 0 | 0 | 0 | 0 | 0 | 0 | 0 | 0 | 0 | 0 | 0 | 0 | 0 | 0 | 0 | 0 | 0 | 0 | 0 | 0 | 0 | 0 | 0 | 0 | 0 | 0 | 0 | 0 | 0 | 0
| 100 | 114 | HPS5 | [5 empty] | 0 | 0 | 0 | 0 | 0 | 0 | 0 | 0 | 0 | 0 | 0 | 0 | 0 | 0 | 0 | 0 | 0 | 0 | 0 | 0 | 0 | 0 | 0 | 0 | 0 | 0 | 0 | 0 | 0 | 0 | 0 | 0 | 0 | 0 | 0 | 0 | 0
| 150 | 190 | HPS5 | [5 empty] | 0 | 0 | 0 | 0 | 0 | 0 | 0 | 0 | 0 | 0 | 0 | 0 | 0 | 0 | 0 | 0 | 0 | 0 | 0 | 0 | 0 | 0 | 0 | 0 | 0 | 0 | 0 | 0 | 0 | 0 | 0 | 0 | 0 | 0 | 0 | 0 | 0
| 250 | 301 | HPS5 | [5 empty] | 0 | 0 | 0 | 0 | 0 | 0 | 0 | 0 | 0 | 0 | 0 | 0 | 0 | 0 | 0 | 0 | 0 | 0 | 0 | 0 | 0 | 0 | 0 | 0 | 0 | 0 | 0 | 0 | 0 | 0 | 0 | 0 | 0 | 0 | 0 | 0 | 0
| 400 | 434 | HPS5 | [5 empty] | 0 | 0 | 0 | 0 | 0 | 0 | 0 | 0 | 0 | 0 | 0 | 0 | 0 | 0 | 0 | 0 | 0 | 0 | 0 | 0 | 0 | 0 | 0 | 0 | 0 | 0 | 0 | 0 | 0 | 0 | 0 | 0 | 0 | 0 | 0 | 0 | 0
| 0 | 0 | HPS5 | [5 empty] | 0 | 0 | 0 | 0 | 0 | 0 | 0 | 0 | 0 | 0 | 0 | 0 | 0 | 0 | 0 | 0 | 0 | 0 | 0 | 0 | 0 | 0 | 0 | 0 | 0 | 0 | 0 | 0 | 0 | 0 | 0 | 0 | 0 | 0 | 0 | 0 | 0
| 0 | 0 | HPS5 | [5 empty] | 0 | 0 | 0 | 0 | 0 | 0 | 0 | 0 | 0 | 0 | 0 | 0 | 0 | 0 | 0 | 0 | 0 | 0 | 0 | 0 | 0 | 0 | 0 | 0 | 0 | 0 | 0 | 0 | 0 | 0 | 0 | 0 | 0 | 0 | 0 | 0 | 0
CDO | 70 | 79 | CDO | [5 empty] | 0 | 0 | 0 | 0 | 0 | 0 | 0 | 0 | 0 | 0 | 0 | 0 | 0 | 0 | 0 | 0 | 0 | 0 | 0 | 0 | 0 | 0 | 0 | 0 | 0 | 0 | 0 | 0 | 0 | 0 | 0 | 0 | 0 | 0 | 0 | 0 | 0
| 100 | 114 | CDO | [5 empty] | 0 | 0 | 0 | 0 | 0 | 0 | 0 | 0 | 0 | 0 | 0 | 0 | 0 | 0 | 0 | 0 | 0 | 0 | 0 | 0 | 0 | 0 | 0 | 0 | 0 | 0 | 0 | 0 | 0 | 0 | 0 | 0 | 0 | 0 | 0 | 0 | 0
| 150 | 190 | CDO | [5 empty] | 0 | 0 | 0 | 0 | 0 | 0 | 0 | 0 | 0 | 0 | 0 | 0 | 0 | 0 | 0 | 0 | 0 | 0 | 0 | 0 | 0 | 0 | 0 | 0 | 0 | 0 | 0 | 0 | 0 | 0 | 0 | 0 | 0 | 0 | 0 | 0 | 0
| 250 | 301 | CDO | [5 empty] | 0 | 0 | 0 | 0 | 0 | 0 | 0 | 0 | 0 | 0 | 0 | 0 | 0 | 0 | 0 | 0 | 0 | 0 | 0 | 0 | 0 | 0 | 0 | 0 | 0 | 0 | 0 | 0 | 0 | 0 | 0 | 0 | 0 | 0 | 0 | 0 | 0
| 70 | 79 | CDO | [5 empty] | 0 | 0 | 0 | 0 | 0 | 0 | 0 | 0 | 0 | 0 | 0 | 0 | 0 | 0 | 0 | 0 | 0 | 0 | 0 | 0 | 0 | 0 | 0 | 0 | 0 | 0 | 0 | 0 | 0 | 0 | 0 | 0 | 0 | 0 | 0 | 0 | 0
| 100 | 106 | CDO | [5 empty] | 0 | 0 | 0 | 0 | 0 | 0 | 0 | 0 | 0 | 0 | 0 | 0 | 0 | 0 | 0 | 0 | 0 | 0 | 0 | 0 | 0 | 0 | 0 | 0 | 0 | 0 | 0 | 0 | 0 | 0 | 0 | 0 | 0 | 0 | 0 | 0 | 0
| 150 | 158 | CDO | [5 empty] | 0 | 0 | 0 | 0 | 0 | 0 | 0 | 0 | 0 | 0 | 0 | 0 | 0 | 0 | 0 | 0 | 0 | 0 | 0 | 0 | 0 | 0 | 0 | 0 | 0 | 0 | 0 | 0 | 0 | 0 | 0 | 0 | 0 | 0 | 0 | 0 | 0
| 250 | 267 | CDO | [5 empty] | 0 | 0 | 0 | 0 | 0 | 0 | 0 | 0 | 0 | 0 | 0 | 0 | 0 | 0 | 0 | 0 | 0 | 0 | 0 | 0 | 0 | 0 | 0 | 0 | 0 | 0 | 0 | 0 | 0 | 0 | 0 | 0 | 0 | 0 | 0 | 0 | 0
MH | 50 | 57 | MH | [5 empty] | 0 | 0 | 0 | 0 | 0 | 0 | 0 | 0 | 0 | 0 | 0 | 0 | 0 | 0 | 0 | 0 | 0 | 0 | 0 | 0 | 0 | 0 | 0 | 0 | 0 | 0 | 0 | 0 | 0 | 0 | 0 | 0 | 0 | 0 | 0 | 0 | 0
| 70 | 76 | MH | [5 empty] | 0 | 0 | 0 | 0 | 0 | 0 | 0 | 0 | 0 | 0 | 0 | 0 | 0 | 0 | 0 | 0 | 0 | 0 | 0 | 0 | 0 | 0 | 0 | 0 | 0 | 0 | 0 | 0 | 0 | 0 | 0 | 0 | 0 | 0 | 0 | 0 | 0
| 100 | 114 | MH | [5 empty] | 0 | 0 | 0 | 0 | 0 | 0 | 0 | 0 | 0 | 0 | 0 | 0 | 0 | 0 | 0 | 0 | 0 | 0 | 0 | 0 | 0 | 0 | 0 | 0 | 0 | 0 | 0 | 0 | 0 | 0 | 0 | 0 | 0 | 0 | 0 | 0 | 0
| 150 | 163 | MH | [5 empty] | 0 | 0 | 0 | 0 | 0 | 0 | 0 | 0 | 0 | 0 | 0 | 0 | 0 | 0 | 0 | 0 | 0 | 0 | 0 | 0 | 0 | 0 | 0 | 0 | 0 | 0 | 0 | 0 | 0 | 0 | 0 | 0 | 0 | 0 | 0 | 0 | 0
| 250 | 261 | MH | [5 empty] | 0 | 0 | 0 | 0 | 0 | 0 | 0 | 0 | 0 | 0 | 0 | 0 | 0 | 0 | 0 | 0 | 0 | 0 | 0 | 0 | 0 | 0 | 0 | 0 | 0 | 0 | 0 | 0 | 0 | 0 | 0 | 0 | 0 | 0 | 0 | 0 | 0
| 400 | 424 | MH | [5 empty] | 0 | 0 | 0 | 0 | 0 | 0 | 0 | 0 | 0 | 0 | 0 | 0 | 0 | 0 | 0 | 0 | 0 | 0 | 0 | 0 | 0 | 0 | 0 | 0 | 0 | 0 | 0 | 0 | 0 | 0 | 0 | 0 | 0 | 0 | 0 | 0 | 0
| 0 | 0 | MH | [5 empty] | 0 | 0 | 0 | 0 | 0 | 0 | 0 | 0 | 0 | 0 | 0 | 0 | 0 | 0 | 0 | 0 | 0 | 0 | 0 | 0 | 0 | 0 | 0 | 0 | 0 | 0 | 0 | 0 | 0 | 0 | 0 | 0 | 0 | 0 | 0 | 0 | 0
| 0 | 0 | MH | [5 empty] | 0 | 0 | 0 | 0 | 0 | 0 | 0 | 0 | 0 | 0 | 0 | 0 | 0 | 0 | 0 | 0 | 0 | 0 | 0 | 0 | 0 | 0 | 0 | 0 | 0 | 0 | 0 | 0 | 0 | 0 | 0 | 0 | 0 | 0 | 0 | 0 | 0
MH | 70 | 89 | MH | [5 empty] | 0 | 0 | 0 | 0 | 0 | 0 | 0 | 0 | 0 | 0 | 0 | 0 | 0 | 0 | 0 | 0 | 0 | 0 | 0 | 0 | 0 | 0 | 0 | 0 | 0 | 0 | 0 | 0 | 0 | 0 | 0 | 0 | 0 | 0 | 0 | 0 | 0
| 100 | 118 | MH | [5 empty] | 0 | 0 | 0 | 0 | 0 | 0 | 0 | 0 | 0 | 0 | 0 | 0 | 0 | 0 | 0 | 0 | 0 | 0 | 0 | 0 | 0 | 0 | 0 | 0 | 0 | 0 | 0 | 0 | 0 | 0 | 0 | 0 | 0 | 0 | 0 | 0 | 0
| 150 | 179 | MH | [5 empty] | 0 | 0 | 0 | 0 | 0 | 0 | 0 | 0 | 0 | 0 | 0 | 0 | 0 | 0 | 0 | 0 | 0 | 0 | 0 | 0 | 0 | 0 | 0 | 0 | 0 | 0 | 0 | 0 | 0 | 0 | 0 | 0 | 0 | 0 | 0 | 0 | 0
| 250 | 301 | MH | [5 empty] | 0 | 0 | 0 | 0 | 0 | 0 | 0 | 0 | 0 | 0 | 0 | 0 | 0 | 0 | 0 | 0 | 0 | 0 | 0 | 0 | 0 | 0 | 0 | 0 | 0 | 0 | 0 | 0 | 0 | 0 | 0 | 0 | 0 | 0 | 0 | 0 | 0
| 400 | 471 | MH | [5 empty] | 0 | 0 | 0 | 0 | 0 | 0 | 0 | 0 | 0 | 0 | 0 | 0 | 0 | 0 | 0 | 0 | 0 | 0 | 0 | 0 | 0 | 0 | 0 | 0 | 0 | 0 | 0 | 0 | 0 | 0 | 0 | 0 | 0 | 0 | 0 | 0 | 0
| 0 | 0 | MH | [5 empty] | 0 | 0 | 0 | 0 | 0 | 0 | 0 | 0 | 0 | 0 | 0 | 0 | 0 | 0 | 0 | 0 | 0 | 0 | 0 | 0 | 0 | 0 | 0 | 0 | 0 | 0 | 0 | 0 | 0 | 0 | 0 | 0 | 0 | 0 | 0 | 0 | 0
| 0 | 0 | MH | [5 empty] | 0 | 0 | 0 | 0 | 0 | 0 | 0 | 0 | 0 | 0 | 0 | 0 | 0 | 0 | 0 | 0 | 0 | 0 | 0 | 0 | 0 | 0 | 0 | 0 | 0 | 0 | 0 | 0 | 0 | 0 | 0 | 0 | 0 | 0 | 0 | 0 | 0
| 0 | 0 | MH | [5 empty] | 0 | 0 | 0 | 0 | 0 | 0 | 0 | 0 | 0 | 0 | 0 | 0 | 0 | 0 | 0 | 0 | 0 | 0 | 0 | 0 | 0 | 0 | 0 | 0 | 0 | 0 | 0 | 0 | 0 | 0 | 0 | 0 | 0 | 0 | 0 | 0 | 0
CMH | 35 | 47 | MH | [5 empty] | 0 | 0 | 0 | 0 | 0 | 0 | 0 | 0 | 0 | 0 | 0 | 0 | 0 | 0 | 0 | 0 | 0 | 0 | 0 | 0 | 0 | 0 | 0 | 0 | 0 | 0 | 0 | 0 | 0 | 0 | 0 | 0 | 0 | 0 | 0 | 0 | 0
| 70 | 86 | MH | [5 empty] | 0 | 0 | 0 | 0 | 0 | 0 | 0 | 0 | 0 | 0 | 0 | 0 | 0 | 0 | 0 | 0 | 0 | 0 | 0 | 0 | 0 | 0 | 0 | 0 | 0 | 0 | 0 | 0 | 0 | 0 | 0 | 0 | 0 | 0 | 0 | 0 | 0
| 150 | 167 | MH | [5 empty] | 0 | 0 | 0 | 0 | 0 | 0 | 0 | 0 | 0 | 0 | 0 | 0 | 0 | 0 | 0 | 0 | 0 | 0 | 0 | 0 | 0 | 0 | 0 | 0 | 0 | 0 | 0 | 0 | 0 | 0 | 0 | 0 | 0 | 0 | 0 | 0 | 0
| 210 | 225 | MH | [5 empty] | 0 | 0 | 0 | 0 | 0 | 0 | 0 | 0 | 0 | 0 | 0 | 0 | 0 | 0 | 0 | 0 | 0 | 0 | 0 | 0 | 0 | 0 | 0 | 0 | 0 | 0 | 0 | 0 | 0 | 0 | 0 | 0 | 0 | 0 | 0 | 0 | 0
| 0 | 0 | MH | [5 empty] | 0 | 0 | 0 | 0 | 0 | 0 | 0 | 0 | 0 | 0 | 0 | 0 | 0 | 0 | 0 | 0 | 0 | 0 | 0 | 0 | 0 | 0 | 0 | 0 | 0 | 0 | 0 | 0 | 0 | 0 | 0 | 0 | 0 | 0 | 0 | 0 | 0
| 0 | 0 | MH | [5 empty] | 0 | 0 | 0 | 0 | 0 | 0 | 0 | 0 | 0 | 0 | 0 | 0 | 0 | 0 | 0 | 0 | 0 | 0 | 0 | 0 | 0 | 0 | 0 | 0 | 0 | 0 | 0 | 0 | 0 | 0 | 0 | 0 | 0 | 0 | 0 | 0 | 0
| 0 | 0 | MH | [5 empty] | 0 | 0 | 0 | 0 | 0 | 0 | 0 | 0 | 0 | 0 | 0 | 0 | 0 | 0 | 0 | 0 | 0 | 0 | 0 | 0 | 0 | 0 | 0 | 0 | 0 | 0 | 0 | 0 | 0 | 0 | 0 | 0 | 0 | 0 | 0 | 0 | 0
| 0 | 0 | MH | [5 empty] | 0 | 0 | 0 | 0 | 0 | 0 | 0 | 0 | 0 | 0 | 0 | 0 | 0 | 0 | 0 | 0 | 0 | 0 | 0 | 0 | 0 | 0 | 0 | 0 | 0 | 0 | 0 | 0 | 0 | 0 | 0 | 0 | 0 | 0 | 0 | 0 | 0
CPO | 45 | 50 | CPO | [5 empty] | 0 | 0 | 0 | 0 | 0 | 0 | 0 | 0 | 0 | 0 | 0 | 0 | 0 | 0 | 0 | 0 | 0 | 0 | 0 | 0 | 0 | 0 | 0 | 0 | 0 | 0 | 0 | 0 | 0 | 0 | 0 | 0 | 0 | 0 | 0 | 0 | 0
| 60 | 66 | CPO | [5 empty] | 0 | 0 | 0 | 0 | 0 | 0 | 0 | 0 | 0 | 0 | 0 | 0 | 0 | 0 | 0 | 0 | 0 | 0 | 0 | 0 | 0 | 0 | 0 | 0 | 0 | 0 | 0 | 0 | 0 | 0 | 0 | 0 | 0 | 0 | 0 | 0 | 0
| 90 | 98 | CPO | [5 empty] | 0 | 0 | 0 | 0 | 0 | 0 | 0 | 0 | 0 | 0 | 0 | 0 | 0 | 0 | 0 | 0 | 0 | 0 | 0 | 0 | 0 | 0 | 0 | 0 | 0 | 0 | 0 | 0 | 0 | 0 | 0 | 0 | 0 | 0 | 0 | 0 | 0
| 140 | 153 | CPO | [5 empty] | 0 | 0 | 0 | 0 | 0 | 0 | 0 | 0 | 0 | 0 | 0 | 0 | 0 | 0 | 0 | 0 | 0 | 0 | 0 | 0 | 0 | 0 | 0 | 0 | 0 | 0 | 0 | 0 | 0 | 0 | 0 | 0 | 0 | 0 | 0 | 0 | 0
| 0 | 0 | 0 | [5 empty] | 0 | 0 | 0 | 0 | 0 | 0 | 0 | 0 | 0 | 0 | 0 | 0 | 0 | 0 | 0 | 0 | 0 | 0 | 0 | 0 | 0 | 0 | 0 | 0 | 0 | 0 | 0 | 0 | 0 | 0 | 0 | 0 | 0 | 0 | 0 | 0 | 0
| 0 | 0 | 0 | [5 empty] | 0 | 0 | 0 | 0 | 0 | 0 | 0 | 0 | 0 | 0 | 0 | 0 | 0 | 0 | 0 | 0 | 0 | 0 | 0 | 0 | 0 | 0 | 0 | 0 | 0 | 0 | 0 | 0 | 0 | 0 | 0 | 0 | 0 | 0 | 0 | 0 | 0
| 0 | 0 | 0 | [5 empty] | 0 | 0 | 0 | 0 | 0 | 0 | 0 | 0 | 0 | 0 | 0 | 0 | 0 | 0 | 0 | 0 | 0 | 0 | 0 | 0 | 0 | 0 | 0 | 0 | 0 | 0 | 0 | 0 | 0 | 0 | 0 | 0 | 0 | 0 | 0 | 0 | 0
| 0 | 0 | 0 | [5 empty] | 0 | 0 | 0 | 0 | 0 | 0 | 0 | 0 | 0 | 0 | 0 | 0 | 0 | 0 | 0 | 0 | 0 | 0 | 0 | 0 | 0 | 0 | 0 | 0 | 0 | 0 | 0 | 0 | 0 | 0 | 0 | 0 | 0 | 0 | 0 | 0 | 0
| 0 | 0 | 0 | [5 empty] | 0 | 0 | 0 | 0 | 0 | 0 | 0 | 0 | 0 | 0 | 0 | 0 | 0 | 0 | 0 | 0 | 0 | 0 | 0 | 0 | 0 | 0 | 0 | 0 | 0 | 0 | 0 | 0 | 0 | 0 | 0 | 0 | 0 | 0 | 0 | 0 | 0
| 0 | 0 | 0 | [5 empty] | 0 | 0 | 0 | 0 | 0 | 0 | 0 | 0 | 0 | 0 | 0 | 0 | 0 | 0 | 0 | 0 | 0 | 0 | 0 | 0 | 0 | 0 | 0 | 0 | 0 | 0 | 0 | 0 | 0 | 0 | 0 | 0 | 0 | 0 | 0 | 0 | 0
| 0 | 0 | 0 | [5 empty] | 0 | 0 | 0 | 0 | 0 | 0 | 0 | 0 | 0 | 0 | 0 | 0 | 0 | 0 | 0 | 0 | 0 | 0 | 0 | 0 | 0 | 0 | 0 | 0 | 0 | 0 | 0 | 0 | 0 | 0 | 0 | 0 | 0 | 0 | 0 | 0 | 0
CLPM | 36 | 36 | LPM | [5 empty] | 0 | 0 | 0 | 0 | 0 | 0 | 0 | 0 | 0 | 0 | 0 | 0 | 0 | 0 | 0 | 0 | 0 | 0 | 0 | 0 | 0 | 0 | 0 | 0 | 0 | 0 | 0 | 0 | 0 | 0 | 0 | 0 | 0 | 0 | 0 | 0 | 0
| 40 | 45 | LPM | [5 empty] | 0 | 0 | 0 | 0 | 0 | 0 | 0 | 0 | 0 | 0 | 0 | 0 | 0 | 0 | 0 | 0 | 0 | 0 | 0 | 0 | 0 | 0 | 0 | 0 | 0 | 0 | 0 | 0 | 0 | 0 | 0 | 0 | 0 | 0 | 0 | 0 | 0
| 55 | 62 | LPM | [5 empty] | 0 | 0 | 0 | 0 | 0 | 0 | 0 | 0 | 0 | 0 | 0 | 0 | 0 | 0 | 0 | 0 | 0 | 0 | 0 | 0 | 0 | 0 | 0 | 0 | 0 | 0 | 0 | 0 | 0 | 0 | 0 | 0 | 0 | 0 | 0 | 0 | 0
| 0 | 0 | LPM | [5 empty] | 0 | 0 | 0 | 0 | 0 | 0 | 0 | 0 | 0 | 0 | 0 | 0 | 0 | 0 | 0 | 0 | 0 | 0 | 0 | 0 | 0 | 0 | 0 | 0 | 0 | 0 | 0 | 0 | 0 | 0 | 0 | 0 | 0 | 0 | 0 | 0 | 0
CLPM | 36 | 44 | LPM | [5 empty] | 0 | 0 | 0 | 0 | 0 | 0 | 0 | 0 | 0 | 0 | 0 | 0 | 0 | 0 | 0 | 0 | 0 | 0 | 0 | 0 | 0 | 0 | 0 | 0 | 0 | 0 | 0 | 0 | 0 | 0 | 0 | 0 | 0 | 0 | 0 | 0 | 0
| 40 | 45 | LPM | [5 empty] | 0 | 0 | 0 | 0 | 0 | 0 | 0 | 0 | 0 | 0 | 0 | 0 | 0 | 0 | 0 | 0 | 0 | 0 | 0 | 0 | 0 | 0 | 0 | 0 | 0 | 0 | 0 | 0 | 0 | 0 | 0 | 0 | 0 | 0 | 0 | 0 | 0
| 0 | 0 | LPM | [5 empty] | 0 | 0 | 0 | 0 | 0 | 0 | 0 | 0 | 0 | 0 | 0 | 0 | 0 | 0 | 0 | 0 | 0 | 0 | 0 | 0 | 0 | 0 | 0 | 0 | 0 | 0 | 0 | 0 | 0 | 0 | 0 | 0 | 0 | 0 | 0 | 0 | 0
| 0 | 0 | LPM | [5 empty] | 0 | 0 | 0 | 0 | 0 | 0 | 0 | 0 | 0 | 0 | 0 | 0 | 0 | 0 | 0 | 0 | 0 | 0 | 0 | 0 | 0 | 0 | 0 | 0 | 0 | 0 | 0 | 0 | 0 | 0 | 0 | 0 | 0 | 0 | 0 | 0 | 0

## AGE PROFILING (hidden)
Risk factor X | #DIV/0! |  | NOT BEING USED ANY MORE
RULES
a) The probability of a lantern of age 0-8 year failing in 0-8 years is X, in years 9-16 is 2X and in years +17 is 5X, and
b) The probability of a lantern of age 9-16 year failing in 0-8 years is 1.5X, in years 9-16 is 5X and in years +17 is 1.5X, and
c) The probability of a lantern of age +17 year failing in 0-8 years is 5X, in years 9-16 is 2X and in years +17 is 1X, and
d) In addition, the total number of failures over 25 years is equal to the total number of lanterns
PRE UPGRADE | [13 empty] | POST UPGRADE
START YR
Young | 1 | 2 | 5 |  | 0
Med | 1.5 | 5 | 1.5 |  | 0
Old | 5 | 2 | 1 |  | 0
| 8 | 8 | 9 |  | 0 | [7 empty] | Replaced per phase
[7 empty] | years in period | [5 empty] | P1 | P2 | P3
Young | 0.93056 | x | 0 |  | #DIV/0! |  | 25 |  | #DIV/0! | PER YEAR |  |  | 0 | 0 | 0 |  |  | 0
Med | 0.97917 | y | 0 |  | #DIV/0! |  | 25 |  | #DIV/0! | PER YEAR |  |  | 0 | 0 | 0 |  |  | 0
Old | 0.98611 | z | 0 |  | #DIV/0! |  | 25 |  | #DIV/0! | PER YEAR |  |  | 0 | 0 | 0 |  |  | 0
POST UPGRADE | [13 empty] | POST UPGRADE
START YR
Young | 1 | 2 | 5 |  | 0
Med | 1.5 | 5 | 1.5 |  | 0
Old | 5 | 2 | 1 |  | 0
| 8 | 8 | 9 |  | 0 | [7 empty] | Replaced per phase
[7 empty] | years in period | [5 empty] | P1 | P2 | P3
Young | 0.93056 | x | 0 |  | #DIV/0! |  | 25 |  | #DIV/0! | PER YEAR |  |  | 0 | 0 | 0 |  |  | 0
Med | 0.97917 | y | 0 |  | #DIV/0! |  | 25 |  | #DIV/0! | PER YEAR |  |  | 0 | 0 | 0 |  |  | 0
Old | 0.98611 | z | 0 |  | #DIV/0! |  | 25 |  | #DIV/0! | PER YEAR |  |  | 0 | 0 | 0 |  |  | 0
Period | 0 | 1 | 2 | 3 | 4 | 5 | 6 | 7 | 8 | 9 | 10 | 11 | 12 | 13 | 14 | 15 | 16 | 17 | 18 | 19 | 20 | 21 | 22 | 23 | 24 | 25 | 26 | 27 | 28 | 29 | 30 | 31 | 32 | 33 | 34 | 35 | 36 | 37
RISK FACTORS
< 9 years |  | #DIV/0! | #DIV/0! | #DIV/0! | #DIV/0! | #DIV/0! | #DIV/0! | #DIV/0! | #DIV/0! | #DIV/0! | #DIV/0! | #DIV/0! | #DIV/0! | #DIV/0! | #DIV/0! | #DIV/0! | #DIV/0! | #DIV/0! | #DIV/0! | #DIV/0! | #DIV/0! | #DIV/0! | #DIV/0! | #DIV/0! | #DIV/0! | #DIV/0! | #DIV/0! | #DIV/0! | #DIV/0! | #DIV/0! | #DIV/0! | #DIV/0! | #DIV/0! | #DIV/0! | #DIV/0! | #DIV/0! | #DIV/0! | #DIV/0!
9 to 16 years |  | #DIV/0! | #DIV/0! | #DIV/0! | #DIV/0! | #DIV/0! | #DIV/0! | #DIV/0! | #DIV/0! | #DIV/0! | #DIV/0! | #DIV/0! | #DIV/0! | #DIV/0! | #DIV/0! | #DIV/0! | #DIV/0! | #DIV/0! | #DIV/0! | #DIV/0! | #DIV/0! | #DIV/0! | #DIV/0! | #DIV/0! | #DIV/0! | #DIV/0! | #DIV/0! | #DIV/0! | #DIV/0! | #DIV/0! | #DIV/0! | #DIV/0! | #DIV/0! | #DIV/0! | #DIV/0! | #DIV/0! | #DIV/0! | #DIV/0!
> 16 years |  | #DIV/0! | #DIV/0! | #DIV/0! | #DIV/0! | #DIV/0! | #DIV/0! | #DIV/0! | #DIV/0! | #DIV/0! | #DIV/0! | #DIV/0! | #DIV/0! | #DIV/0! | #DIV/0! | #DIV/0! | #DIV/0! | #DIV/0! | #DIV/0! | #DIV/0! | #DIV/0! | #DIV/0! | #DIV/0! | #DIV/0! | #DIV/0! | #DIV/0! | #DIV/0! | #DIV/0! | #DIV/0! | #DIV/0! | #DIV/0! | #DIV/0! | #DIV/0! | #DIV/0! | #DIV/0! | #DIV/0! | #DIV/0! | #DIV/0!
PRE-UPGRADE
Age profiling | Year
| 0 | 2012 | 2013 | 2014 | 2015 | 2016 | 2017 | 2018 | 2019 | 2020 | 2021 | 2022 | 2023 | 2024 | 2025 | 2026 | 2027 | 2028 | 2029 | 2030 | 2031 | 2032 | 2033 | 2034 | 2035 | 2036 | 2037 | 2038 | 2039 | 2040 | 2041 | 2042 | 2043 | 2044 | 2045 | 2046 | 2047 | 2048
< 8 years | 0 | 0 | 0 | 0 | 0 | 0 | 0 | 0 | 0 | 0 | 0 | 0 | 0 | 0 | 0 | 0 | 0 | 0 | 0 | 0 | 0 | 0 | 0 | 0 | 0 | 0 | 0 | 0 | 0 | 0 | 0 | 0 | 0 | 0 | 0 | 0 | 0 | 0
8 to 16 years | 0 | 0 | 0 | 0 | 0 | 0 | 0 | 0 | 0 | 0 | 0 | 0 | 0 | 0 | 0 | 0 | 0 | 0 | 0 | 0 | 0 | 0 | 0 | 0 | 0 | 0 | 0 | 0 | 0 | 0 | 0 | 0 | 0 | 0 | 0 | 0 | 0 | 0
> 16 years | 0 | 0 | 0 | 0 | 0 | 0 | 0 | 0 | 0 | 0 | 0 | 0 | 0 | 0 | 0 | 0 | 0 | 0 | 0 | 0 | 0 | 0 | 0 | 0 | 0 | 0 | 0 | 0 | 0 | 0 | 0 | 0 | 0 | 0 | 0 | 0 | 0 | 0
Year total |  | 0 | 0 | 0 | 0 | 0 | 0 | 0 | 0 | 0 | 0 | 0 | 0 | 0 | 0 | 0 | 0 | 0 | 0 | 0 | 0 | 0 | 0 | 0 | 0 | 0 | 0 | 0 | 0 | 0 | 0 | 0 | 0 | 0 | 0 | 0 | 0 | 0
Cumulative total |  | 0 | 0 | 0 | 0 | 0 | 0 | 0 | 0 | 0 | 0 | 0 | 0 | 0 | 0 | 0 | 0 | 0 | 0 | 0 | 0 | 0 | 0 | 0 | 0 | 0 | 0 | 0 | 0 | 0 | 0 | 0 | 0 | 0 | 0 | 0 | 0 | 0
POST-UPGRADE
Number of lamps pre-upgrade | 0
Number of lamps replaced | 0
Total number of non LED lanterns post upgrade | 0
Age profiling | Year
| 0 | 2013 | 2014 | 2015 | 2016 | 2017 | 2018 | 2019 | 2020 | 2021 | 2022 | 2023 | 2024 | 2025 | 2026 | 2027 | 2028 | 2029 | 2030 | 2031 | 2032 | 2033 | 2034 | 2035 | 2036 | 2037 | 2038 | 2039 | 2040 | 2041 | 2042 | 2043 | 2044 | 2045 | 2046 | 2047 | 2048 | 2049
< 8 years | 0 | 0 | 0 | 0 | 0 | 0 | 0 | 0 | 0 | 0 | 0 | 0 | 0 | 0 | 0 | 0 | 0 | 0 | 0 | 0 | 0 | 0 | 0 | 0 | 0 | 0 | 0 | 0 | 0 | 0 | 0 | 0 | 0 | 0 | 0 | 0 | 0 | 0
8 to 16 years | 0 | 0 | 0 | 0 | 0 | 0 | 0 | 0 | 0 | 0 | 0 | 0 | 0 | 0 | 0 | 0 | 0 | 0 | 0 | 0 | 0 | 0 | 0 | 0 | 0 | 0 | 0 | 0 | 0 | 0 | 0 | 0 | 0 | 0 | 0 | 0 | 0 | 0
> 16 years | 0 | 0 | 0 | 0 | 0 | 0 | 0 | 0 | 0 | 0 | 0 | 0 | 0 | 0 | 0 | 0 | 0 | 0 | 0 | 0 | 0 | 0 | 0 | 0 | 0 | 0 | 0 | 0 | 0 | 0 | 0 | 0 | 0 | 0 | 0 | 0 | 0 | 0
Year total |  | 0 | 0 | 0 | 0 | 0 | 0 | 0 | 0 | 0 | 0 | 0 | 0 | 0 | 0 | 0 | 0 | 0 | 0 | 0 | 0 | 0 | 0 | 0 | 0 | 0 | 0 | 0 | 0 | 0 | 0 | 0 | 0 | 0 | 0 | 0 | 0 | 0
Cumulative total |  | 0 | 0 | 0 | 0 | 0 | 0 | 0 | 0 | 0 | 0 | 0 | 0 | 0 | 0 | 0 | 0 | 0 | 0 | 0 | 0 | 0 | 0 | 0 | 0 | 0 | 0 | 0 | 0 | 0 | 0 | 0 | 0 | 0 | 0 | 0 | 0 | 0
X CALC | A | 0 | 44 |  | 0
| B | 0 | 56 |  | 0
| C | 0 | 49.5 |  | 0
|  | 0 |  |  | 0 |  |  | #DIV/0!

## OUTPUT CALCS (hidden)
Status quo
|  | 2012 | 2013 | 2014 | 2015 | 2016 | 2017 | 2018 | 2019 | 2020 | 2021 | 2022 | 2023 | 2024 | 2025 | 2026 | 2027 | 2028 | 2029 | 2030 | 2031 | 2032 | 2033 | 2034 | 2035 | 2036 | 2037 | 2038 | 2039 | 2040 | 2041 | 2042 | 2043 | 2044 | 2045
No of Low Pressure Sodium Lamps |  | 0 | 0 | 0 | 0 | 0 | 0 | 0 | 0 | 0 | 0 | 0 | 0 | 0 | 0 | 0 | 0 | 0 | 0 | 0 | 0 | 0 | 0 | 0 | 0 | 0 | 0 | 0 | 0 | 0 | 0 | 0 | 0 | 0 | 0
No of High Pressure Sodium Lamps |  | 0 | 0 | 0 | 0 | 0 | 0 | 0 | 0 | 0 | 0 | 0 | 0 | 0 | 0 | 0 | 0 | 0 | 0 | 0 | 0 | 0 | 0 | 0 | 0 | 0 | 0 | 0 | 0 | 0 | 0 | 0 | 0 | 0 | 0
No of Metal Halide Lamps |  | 0 | 0 | 0 | 0 | 0 | 0 | 0 | 0 | 0 | 0 | 0 | 0 | 0 | 0 | 0 | 0 | 0 | 0 | 0 | 0 | 0 | 0 | 0 | 0 | 0 | 0 | 0 | 0 | 0 | 0 | 0 | 0 | 0 | 0
No of Low Pressure Mercury Lamps |  | 0 | 0 | 0 | 0 | 0 | 0 | 0 | 0 | 0 | 0 | 0 | 0 | 0 | 0 | 0 | 0 | 0 | 0 | 0 | 0 | 0 | 0 | 0 | 0 | 0 | 0 | 0 | 0 | 0 | 0 | 0 | 0 | 0 | 0
Total No Lamps |  | 0 | 0 | 0 | 0 | 0 | 0 | 0 | 0 | 0 | 0 | 0 | 0 | 0 | 0 | 0 | 0 | 0 | 0 | 0 | 0 | 0 | 0 | 0 | 0 | 0 | 0 | 0 | 0 | 0 | 0 | 0 | 0 | 0 | 0
No of Lamps Replaced per annum |  | 0 | 0 | 0 | 0 | 0 | 0 | 0 | 0 | 0 | 0 | 0 | 0 | 0 | 0 | 0 | 0 | 0 | 0 | 0 | 0 | 0 | 0 | 0 | 0 | 0 | 0 | 0 | 0 | 0 | 0 | 0 | 0 | 0 | 0
No of Lanterns Replaced per annum |  | 0 | 0 | 0 | 0 | 0 | 0 | 0 | 0 | 0 | 0 | 0 | 0 | 0 | 0 | 0 | 0 | 0 | 0 | 0 | 0 | 0 | 0 | 0 | 0 | 0 | 0 | 0 | 0 | 0 | 0 | 0 | 0 | 0 | 0
No of Control Gear Replaced per annum |  | 0 | 0 | 0 | 0 | 0 | 0 | 0 | 0 | 0 | 0 | 0 | 0 | 0 | 0 | 0 | 0 | 0 | 0 | 0 | 0 | 0 | 0 | 0 | 0 | 0 | 0 | 0 | 0 | 0 | 0 | 0 | 0 | 0 | 0
Energy Consumption (GWh/annum) |  | 0 | 0 | 0 | 0 | 0 | 0 | 0 | 0 | 0 | 0 | 0 | 0 | 0 | 0 | 0 | 0 | 0 | 0 | 0 | 0 | 0 | 0 | 0 | 0 | 0 | 0 | 0 | 0 | 0 | 0 | 0 | 0 | 0 | 0
Energy Costs (£/annum) |  | 0 | 0 | 0 | 0 | 0 | 0 | 0 | 0 | 0 | 0 | 0 | 0 | 0 | 0 | 0 | 0 | 0 | 0 | 0 | 0 | 0 | 0 | 0 | 0 | 0 | 0 | 0 | 0 | 0 | 0 | 0 | 0 | 0 | 0
Carbon Emmissions (Tonnes/annum) |  | 0 | 0 | 0 | 0 | 0 | 0 | 0 | 0 | 0 | 0 | 0 | 0 | 0 | 0 | 0 | 0 | 0 | 0 | 0 | 0 | 0 | 0 | 0 | 0 | 0 | 0 | 0 | 0 | 0 | 0 | 0 | 0 | 0 | 0
Lamp replacement costs(£/annum) |  | 0 | 0 | 0 | 0 | 0 | 0 | 0 | 0 | 0 | 0 | 0 | 0 | 0 | 0 | 0 | 0 | 0 | 0 | 0 | 0 | 0 | 0 | 0 | 0 | 0 | 0 | 0 | 0 | 0 | 0 | 0 | 0 | 0 | 0
Lantern replacement cost (£/annum) |  | 0 | 0 | 0 | 0 | 0 | 0 | 0 | 0 | 0 | 0 | 0 | 0 | 0 | 0 | 0 | 0 | 0 | 0 | 0 | 0 | 0 | 0 | 0 | 0 | 0 | 0 | 0 | 0 | 0 | 0 | 0 | 0 | 0 | 0
Control gear replacement cost (£/annum) |  | 0 | 0 | 0 | 0 | 0 | 0 | 0 | 0 | 0 | 0 | 0 | 0 | 0 | 0 | 0 | 0 | 0 | 0 | 0 | 0 | 0 | 0 | 0 | 0 | 0 | 0 | 0 | 0 | 0 | 0 | 0 | 0 | 0 | 0
Total Maintenance Costs (£/annum) |  | 0 | 0 | 0 | 0 | 0 | 0 | 0 | 0 | 0 | 0 | 0 | 0 | 0 | 0 | 0 | 0 | 0 | 0 | 0 | 0 | 0 | 0 | 0 | 0 | 0 | 0 | 0 | 0 | 0 | 0 | 0 | 0 | 0 | 0
With upgrade
|  | 2012 | 2013 | 2014 | 2015 | 2016 | 2017 | 2018 | 2019 | 2020 | 2021 | 2022 | 2023 | 2024 | 2025 | 2026 | 2027 | 2028 | 2029 | 2030 | 2031 | 2032 | 2033 | 2034 | 2035 | 2036 | 2037 | 2038 | 2039 | 2040 | 2041 | 2042 | 2043 | 2044 | 2045
No of Low Pressure Sodium Lamps |  | 0 | 0 | 0 | 0 | 0 | 0 | 0 | 0 | 0 | 0 | 0 | 0 | 0 | 0 | 0 | 0 | 0 | 0 | 0 | 0 | 0 | 0 | 0 | 0 | 0 | 0 | 0 | 0 | 0 | 0 | 0 | 0 | 0 | 0
No of High Pressure Sodium Lamps |  | 0 | 0 | 0 | 0 | 0 | 0 | 0 | 0 | 0 | 0 | 0 | 0 | 0 | 0 | 0 | 0 | 0 | 0 | 0 | 0 | 0 | 0 | 0 | 0 | 0 | 0 | 0 | 0 | 0 | 0 | 0 | 0 | 0 | 0
No of Metal Halide Lamps |  | 0 | 0 | 0 | 0 | 0 | 0 | 0 | 0 | 0 | 0 | 0 | 0 | 0 | 0 | 0 | 0 | 0 | 0 | 0 | 0 | 0 | 0 | 0 | 0 | 0 | 0 | 0 | 0 | 0 | 0 | 0 | 0 | 0 | 0
No of Low Pressure Mercury Lamps |  | 0 | 0 | 0 | 0 | 0 | 0 | 0 | 0 | 0 | 0 | 0 | 0 | 0 | 0 | 0 | 0 | 0 | 0 | 0 | 0 | 0 | 0 | 0 | 0 | 0 | 0 | 0 | 0 | 0 | 0 | 0 | 0 | 0 | 0
No of LED Lamps |  | 0 | 0 | 0 | 0 | 0 | 0 | 0 | 0 | 0 | 0 | 0 | 0 | 0 | 0 | 0 | 0 | 0 | 0 | 0 | 0 | 0 | 0 | 0 | 0 | 0 | 0 | 0 | 0 | 0 | 0 | 0 | 0 | 0 | 0
Total No Lamps |  | 0 | 0 | 0 | 0 | 0 | 0 | 0 | 0 | 0 | 0 | 0 | 0 | 0 | 0 | 0 | 0 | 0 | 0 | 0 | 0 | 0 | 0 | 0 | 0 | 0 | 0 | 0 | 0 | 0 | 0 | 0 | 0 | 0 | 0
No of new Lamps/Lanterns (non-LED) |  | 0 | 0 | 0 | 0 | 0 | 0 | 0 | 0 | 0 | 0 | 0 | 0 | 0 | 0 | 0 | 0 | 0 | 0 | 0 | 0 | 0 | 0 | 0 | 0 | 0 | 0 | 0 | 0 | 0 | 0 | 0 | 0 | 0 | 0
No of new Control Gear units |  | 0 | 0 | 0 | 0 | 0 | 0 | 0 | 0 | 0 | 0 | 0 | 0 | 0 | 0 | 0 | 0 | 0 | 0 | 0 | 0 | 0 | 0 | 0 | 0 | 0 | 0 | 0 | 0 | 0 | 0 | 0 | 0 | 0 | 0
No of new CMS Units |  | 0 | 0 | 0 | 0 | 0 | 0 | 0 | 0 | 0 | 0 | 0 | 0 | 0 | 0 | 0 | 0 | 0 | 0 | 0 | 0 | 0 | 0 | 0 | 0 | 0 | 0 | 0 | 0 | 0 | 0 | 0 | 0 | 0 | 0
No of new LED units |  | 0 | 0 | 0 | 0 | 0 | 0 | 0 | 0 | 0 | 0 | 0 | 0 | 0 | 0 | 0 | 0 | 0 | 0 | 0 | 0 | 0 | 0 | 0 | 0 | 0 | 0 | 0 | 0 | 0 | 0 | 0 | 0 | 0 | 0
Non-LED Lamp/Lantern Capex (£) |  | 0 | 0 | 0 | 0 | 0 | 0 | 0 | 0 | 0 | 0 | 0 | 0 | 0 | 0 | 0 | 0 | 0 | 0 | 0 | 0 | 0 | 0 | 0 | 0 | 0 | 0 | 0 | 0 | 0 | 0 | 0 | 0 | 0 | 0
Control Gear Capex (£) |  | 0 | 0 | 0 | 0 | 0 | 0 | 0 | 0 | 0 | 0 | 0 | 0 | 0 | 0 | 0 | 0 | 0 | 0 | 0 | 0 | 0 | 0 | 0 | 0 | 0 | 0 | 0 | 0 | 0 | 0 | 0 | 0 | 0 | 0
CMS Capex (£) |  | 0 | 0 | 0 | 0 | 0 | 0 | 0 | 0 | 0 | 0 | 0 | 0 | 0 | 0 | 0 | 0 | 0 | 0 | 0 | 0 | 0 | 0 | 0 | 0 | 0 | 0 | 0 | 0 | 0 | 0 | 0 | 0 | 0 | 0
LED Unit Capex (£) |  | 0 | 0 | 0 | 0 | 0 | 0 | 0 | 0 | 0 | 0 | 0 | 0 | 0 | 0 | 0 | 0 | 0 | 0 | 0 | 0 | 0 | 0 | 0 | 0 | 0 | 0 | 0 | 0 | 0 | 0 | 0 | 0 | 0 | 0
Total Capex (£) |  | 0 | 0 | 0 | 0 | 0 | 0 | 0 | 0 | 0 | 0 | 0 | 0 | 0 | 0 | 0 | 0 | 0 | 0 | 0 | 0 | 0 | 0 | 0 | 0 | 0 | 0 | 0 | 0 | 0 | 0 | 0 | 0 | 0 | 0
No of Non-LED Lamps replaced /year |  | 0 | 0 | 0 | 0 | 0 | 0 | 0 | 0 | 0 | 0 | 0 | 0 | 0 | 0 | 0 | 0 | 0 | 0 | 0 | 0 | 0 | 0 | 0 | 0 | 0 | 0 | 0 | 0 | 0 | 0 | 0 | 0 | 0 | 0
No of Non-LED Lantern replaced /year |  | 0 | 0 | 0 | 0 | 0 | 0 | 0 | 0 | 0 | 0 | 0 | 0 | 0 | 0 | 0 | 0 | 0 | 0 | 0 | 0 | 0 | 0 | 0 | 0 | 0 | 0 | 0 | 0 | 0 | 0 | 0 | 0 | 0 | 0
No of LED Units replaced/year |  | 0 | 0 | 0 | 0 | 0 | 0 | 0 | 0 | 0 | 0 | 0 | 0 | 0 | 0 | 0 | 0 | 0 | 0 | 0 | 0 | 0 | 0 | 0 | 0 | 0 | 0 | 0 | 0 | 0 | 0 | 0 | 0 | 0 | 0
No of Control Gear replaced /year |  | 0 | 0 | 0 | 0 | 0 | 0 | 0 | 0 | 0 | 0 | 0 | 0 | 0 | 0 | 0 | 0 | 0 | 0 | 0 | 0 | 0 | 0 | 0 | 0 | 0 | 0 | 0 | 0 | 0 | 0 | 0 | 0 | 0 | 0
Lamp replacement costs(£/year) |  | 0 | 0 | 0 | 0 | 0 | 0 | 0 | 0 | 0 | 0 | 0 | 0 | 0 | 0 | 0 | 0 | 0 | 0 | 0 | 0 | 0 | 0 | 0 | 0 | 0 | 0 | 0 | 0 | 0 | 0 | 0 | 0 | 0 | 0
Lantern replacement cost (£/year) |  | 0 | 0 | 0 | 0 | 0 | 0 | 0 | 0 | 0 | 0 | 0 | 0 | 0 | 0 | 0 | 0 | 0 | 0 | 0 | 0 | 0 | 0 | 0 | 0 | 0 | 0 | 0 | 0 | 0 | 0 | 0 | 0 | 0 | 0
Control Gear replacement cost (£/year) |  | 0 | 0 | 0 | 0 | 0 | 0 | 0 | 0 | 0 | 0 | 0 | 0 | 0 | 0 | 0 | 0 | 0 | 0 | 0 | 0 | 0 | 0 | 0 | 0 | 0 | 0 | 0 | 0 | 0 | 0 | 0 | 0 | 0 | 0
CMS running cost (£/year) |  | 0 | 0 | 0 | 0 | 0 | 0 | 0 | 0 | 0 | 0 | 0 | 0 | 0 | 0 | 0 | 0 | 0 | 0 | 0 | 0 | 0 | 0 | 0 | 0 | 0 | 0 | 0 | 0 | 0 | 0 | 0 | 0 | 0 | 0
CMS Central Office Savings (£/year) |  | 0 | 0 | 0 | 0 | 0 | 0 | 0 | 0 | 0 | 0 | 0 | 0 | 0 | 0 | 0 | 0 | 0 | 0 | 0 | 0 | 0 | 0 | 0 | 0 | 0 | 0 | 0 | 0 | 0 | 0 | 0 | 0 | 0 | 0
Total Maintenance Costs (£/year) |  | 0 | 0 | 0 | 0 | 0 | 0 | 0 | 0 | 0 | 0 | 0 | 0 | 0 | 0 | 0 | 0 | 0 | 0 | 0 | 0 | 0 | 0 | 0 | 0 | 0 | 0 | 0 | 0 | 0 | 0 | 0 | 0 | 0 | 0
Energy Consumption (GWh/year) |  | #DIV/0! | #DIV/0! | #DIV/0! | #DIV/0! | #DIV/0! | #DIV/0! | #DIV/0! | #DIV/0! | #DIV/0! | #DIV/0! | #DIV/0! | #DIV/0! | #DIV/0! | #DIV/0! | #DIV/0! | #DIV/0! | #DIV/0! | #DIV/0! | #DIV/0! | #DIV/0! | #DIV/0! | #DIV/0! | #DIV/0! | #DIV/0! | #DIV/0! | #DIV/0! | #DIV/0! | #DIV/0! | #DIV/0! | #DIV/0! | #DIV/0! | #DIV/0! | #DIV/0! | #DIV/0!
Energy Costs (£/year) |  | #DIV/0! | #DIV/0! | #DIV/0! | #DIV/0! | #DIV/0! | #DIV/0! | #DIV/0! | #DIV/0! | #DIV/0! | #DIV/0! | #DIV/0! | #DIV/0! | #DIV/0! | #DIV/0! | #DIV/0! | #DIV/0! | #DIV/0! | #DIV/0! | #DIV/0! | #DIV/0! | #DIV/0! | #DIV/0! | #DIV/0! | #DIV/0! | #DIV/0! | #DIV/0! | #DIV/0! | #DIV/0! | #DIV/0! | #DIV/0! | #DIV/0! | #DIV/0! | #DIV/0! | #DIV/0!
Carbon Emmissions (Tonnes/year) |  | #DIV/0! | #DIV/0! | #DIV/0! | #DIV/0! | #DIV/0! | #DIV/0! | #DIV/0! | #DIV/0! | #DIV/0! | #DIV/0! | #DIV/0! | #DIV/0! | #DIV/0! | #DIV/0! | #DIV/0! | #DIV/0! | #DIV/0! | #DIV/0! | #DIV/0! | #DIV/0! | #DIV/0! | #DIV/0! | #DIV/0! | #DIV/0! | #DIV/0! | #DIV/0! | #DIV/0! | #DIV/0! | #DIV/0! | #DIV/0! | #DIV/0! | #DIV/0! | #DIV/0! | #DIV/0!
| Efficiency factor @ upgrade year | 0.9075 | 0.9075 | 0.9075 | 0.9075 | 0.9075 | 0.9075 | 0.9075 | 0.9075 | 0.9075 | 0.9075 | 0.9075 | 0.9075 | 0.9075 | 0.9075 | 0.9075 | 0.9075 | 0.9075 | 0.9075 | 0.9075 | 0.9075 | 0.9075 | 0.9075 | 0.9075 | 0.9075 | 0.9075 | 0.9075 | 0.9075 | 0.9075 | 0.9075 | 0.9075 | 0.9075 | 0.9075 | 0.9075 | 0.9075
| Efficiency factor @ replace year | 1 | 0.9075 | 0.815 | 0.63 | 0.63 | 0.63 | 0.63 | 0.63 | 0.63 | 0.63 | 0.63 | 0.63 | 0.63 | 0.63 | 0.63 | 0.63 | 0.63 | 0.63 | 0.63 | 0.63 | 0.63 | 0.63 | 0.63 | 0.63 | 0.63 | 0.63 | 0.63 | 0.63 | 0.63 | 0.63 | 0.63 | 0.63 | 0.63 | 0.63
| Efficiency difference for replacements | 0% | 0% | 10.19% | 30.58% | 30.58% | 30.58% | 30.58% | 30.58% | 30.58% | 30.58% | 30.58% | 30.58% | 30.58% | 30.58% | 30.58% | 30.58% | 30.58% | 30.58% | 30.58% | 30.58% | 30.58% | 30.58% | 30.58% | 30.58% | 30.58% | 30.58% | 30.58% | 30.58% | 30.58% | 30.58% | 30.58% | 30.58% | 30.58% | 30.58%
| Ave wh/lamp (at upgrade) | 0 | 0 | 0 | 0 | 0 | 0 | 0 | 0 | 0 | 0 | 0 | 0 | 0 | 0 | 0 | 0 | 0 | 0 | 0 | 0 | 0 | 0 | 0 | 0 | 0 | 0 | 0 | 0 | 0 | 0 | 0 | 0 | 0 | 0
| Energy consumption at upgrade | 0 | 0 | 0 | 0 | 0 | 0 | 0 | 0 | 0 | 0 | 0 | 0 | 0 | 0 | 0 | 0 | 0 | 0 | 0 | 0 | 0 | 0 | 0 | 0 | 0 | 0 | 0 | 0 | 0 | 0 | 0 | 0 | 0 | 0
| LEDs replaced in the year | 0 | 0 | 0 | 0 | 0 | 0 | 0 | 0 | 0 | 0 | 0 | 0 | 0 | 0 | 0 | 0 | 0 | 0 | 0 | 0 | 0 | 0 | 0 | 0 | 0 | 0 | 0 | 0 | 0 | 0 | 0 | 0 | 0 | 0
| % of total lamps replaced | #DIV/0! | #DIV/0! | #DIV/0! | #DIV/0! | #DIV/0! | #DIV/0! | #DIV/0! | #DIV/0! | #DIV/0! | #DIV/0! | #DIV/0! | #DIV/0! | #DIV/0! | #DIV/0! | #DIV/0! | #DIV/0! | #DIV/0! | #DIV/0! | #DIV/0! | #DIV/0! | #DIV/0! | #DIV/0! | #DIV/0! | #DIV/0! | #DIV/0! | #DIV/0! | #DIV/0! | #DIV/0! | #DIV/0! | #DIV/0! | #DIV/0! | #DIV/0! | #DIV/0! | #DIV/0!
| Energy saved through replacements in that year | #DIV/0! | #DIV/0! | #DIV/0! | #DIV/0! | #DIV/0! | #DIV/0! | #DIV/0! | #DIV/0! | #DIV/0! | #DIV/0! | #DIV/0! | #DIV/0! | #DIV/0! | #DIV/0! | #DIV/0! | #DIV/0! | #DIV/0! | #DIV/0! | #DIV/0! | #DIV/0! | #DIV/0! | #DIV/0! | #DIV/0! | #DIV/0! | #DIV/0! | #DIV/0! | #DIV/0! | #DIV/0! | #DIV/0! | #DIV/0! | #DIV/0! | #DIV/0! | #DIV/0! | #DIV/0!
| Cumulative energy saving through replacement of LEDs | #DIV/0! | #DIV/0! | #DIV/0! | #DIV/0! | #DIV/0! | #DIV/0! | #DIV/0! | #DIV/0! | #DIV/0! | #DIV/0! | #DIV/0! | #DIV/0! | #DIV/0! | #DIV/0! | #DIV/0! | #DIV/0! | #DIV/0! | #DIV/0! | #DIV/0! | #DIV/0! | #DIV/0! | #DIV/0! | #DIV/0! | #DIV/0! | #DIV/0! | #DIV/0! | #DIV/0! | #DIV/0! | #DIV/0! | #DIV/0! | #DIV/0! | #DIV/0! | #DIV/0! | #DIV/0!
| Actual energy consumption (GWh) | #DIV/0! | #DIV/0! | #DIV/0! | #DIV/0! | #DIV/0! | #DIV/0! | #DIV/0! | #DIV/0! | #DIV/0! | #DIV/0! | #DIV/0! | #DIV/0! | #DIV/0! | #DIV/0! | #DIV/0! | #DIV/0! | #DIV/0! | #DIV/0! | #DIV/0! | #DIV/0! | #DIV/0! | #DIV/0! | #DIV/0! | #DIV/0! | #DIV/0! | #DIV/0! | #DIV/0! | #DIV/0! | #DIV/0! | #DIV/0! | #DIV/0! | #DIV/0! | #DIV/0! | #DIV/0!

## Output - Status quo
Sheet 7 - Outputs: Status quo - Maintaining Assets as currently exist
User defined notes
Notes:
1. All costs in financial year 2012-13 prices.
Base Year | FY 2012-13
Year of completion of upgrade | FY 2013-14
|  | 2012 | 2013 | 2014 | 2015 | 2016 | 2017 | 2018 | 2019 | 2020 | 2021 | 2022 | 2023 | 2024 | 2025 | 2026 | 2027 | 2028 | 2029 | 2030 | 2031 | 2032 | 2033 | 2034 | 2035 | 2036 | 2037 | 2038 | 2039 | 2040 | 2041 | 2042 | 2043 | 2044
No of Low Pressure Sodium Lamps |  | 0 | 0 | 0 | 0 | 0 | 0 | 0 | 0 | 0 | 0 | 0 | 0 | 0 | 0 | 0 | 0 | 0 | 0 | 0 | 0 | 0 | 0 | 0 | 0 | 0 | 0 | 0 | 0 | 0 | 0 | 0 | 0 | 0
No of High Pressure Sodium Lamps |  | 0 | 0 | 0 | 0 | 0 | 0 | 0 | 0 | 0 | 0 | 0 | 0 | 0 | 0 | 0 | 0 | 0 | 0 | 0 | 0 | 0 | 0 | 0 | 0 | 0 | 0 | 0 | 0 | 0 | 0 | 0 | 0 | 0
No of Metal Halide Lamps |  | 0 | 0 | 0 | 0 | 0 | 0 | 0 | 0 | 0 | 0 | 0 | 0 | 0 | 0 | 0 | 0 | 0 | 0 | 0 | 0 | 0 | 0 | 0 | 0 | 0 | 0 | 0 | 0 | 0 | 0 | 0 | 0 | 0
No of Low Pressure Mercury Lamps |  | 0 | 0 | 0 | 0 | 0 | 0 | 0 | 0 | 0 | 0 | 0 | 0 | 0 | 0 | 0 | 0 | 0 | 0 | 0 | 0 | 0 | 0 | 0 | 0 | 0 | 0 | 0 | 0 | 0 | 0 | 0 | 0 | 0
Total No Lamps |  | 0 | 0 | 0 | 0 | 0 | 0 | 0 | 0 | 0 | 0 | 0 | 0 | 0 | 0 | 0 | 0 | 0 | 0 | 0 | 0 | 0 | 0 | 0 | 0 | 0 | 0 | 0 | 0 | 0 | 0 | 0 | 0 | 0
No of Lamps Replaced per annum |  | 0 | 0 | 0 | 0 | 0 | 0 | 0 | 0 | 0 | 0 | 0 | 0 | 0 | 0 | 0 | 0 | 0 | 0 | 0 | 0 | 0 | 0 | 0 | 0 | 0 | 0 | 0 | 0 | 0 | 0 | 0 | 0 | 0
No of Lanterns Replaced per annum |  | 0 | 0 | 0 | 0 | 0 | 0 | 0 | 0 | 0 | 0 | 0 | 0 | 0 | 0 | 0 | 0 | 0 | 0 | 0 | 0 | 0 | 0 | 0 | 0 | 0 | 0 | 0 | 0 | 0 | 0 | 0 | 0 | 0
No of Control Gear Replaced per annum |  | 0 | 0 | 0 | 0 | 0 | 0 | 0 | 0 | 0 | 0 | 0 | 0 | 0 | 0 | 0 | 0 | 0 | 0 | 0 | 0 | 0 | 0 | 0 | 0 | 0 | 0 | 0 | 0 | 0 | 0 | 0 | 0 | 0
Energy Consumption (GWh/annum) |  | 0 | 0 | 0 | 0 | 0 | 0 | 0 | 0 | 0 | 0 | 0 | 0 | 0 | 0 | 0 | 0 | 0 | 0 | 0 | 0 | 0 | 0 | 0 | 0 | 0 | 0 | 0 | 0 | 0 | 0 | 0 | 0 | 0
Energy Costs (£/annum) |  | 0 | 0 | 0 | 0 | 0 | 0 | 0 | 0 | 0 | 0 | 0 | 0 | 0 | 0 | 0 | 0 | 0 | 0 | 0 | 0 | 0 | 0 | 0 | 0 | 0 | 0 | 0 | 0 | 0 | 0 | 0 | 0 | 0
Carbon Emmissions (Tonnes/annum) |  | 0 | 0 | 0 | 0 | 0 | 0 | 0 | 0 | 0 | 0 | 0 | 0 | 0 | 0 | 0 | 0 | 0 | 0 | 0 | 0 | 0 | 0 | 0 | 0 | 0 | 0 | 0 | 0 | 0 | 0 | 0 | 0 | 0
Lamp replacement costs(£/annum) |  | 0 | 0 | 0 | 0 | 0 | 0 | 0 | 0 | 0 | 0 | 0 | 0 | 0 | 0 | 0 | 0 | 0 | 0 | 0 | 0 | 0 | 0 | 0 | 0 | 0 | 0 | 0 | 0 | 0 | 0 | 0 | 0 | 0
Lantern replacement cost (£/annum) |  | 0 | 0 | 0 | 0 | 0 | 0 | 0 | 0 | 0 | 0 | 0 | 0 | 0 | 0 | 0 | 0 | 0 | 0 | 0 | 0 | 0 | 0 | 0 | 0 | 0 | 0 | 0 | 0 | 0 | 0 | 0 | 0 | 0
Control gear replacement cost (£/annum) |  | 0 | 0 | 0 | 0 | 0 | 0 | 0 | 0 | 0 | 0 | 0 | 0 | 0 | 0 | 0 | 0 | 0 | 0 | 0 | 0 | 0 | 0 | 0 | 0 | 0 | 0 | 0 | 0 | 0 | 0 | 0 | 0 | 0
Total Maintenance Costs (£/annum) |  | 0 | 0 | 0 | 0 | 0 | 0 | 0 | 0 | 0 | 0 | 0 | 0 | 0 | 0 | 0 | 0 | 0 | 0 | 0 | 0 | 0 | 0 | 0 | 0 | 0 | 0 | 0 | 0 | 0 | 0 | 0 | 0 | 0

## Output - Upgrade
Sheet 8 - Outputs: Street lighting upgrade
User defined notes
Notes:
1. All costs in financial year 2012-13 prices.
Base Year | FY 2012-13
Year of completion of upgrade | FY 2013-14 |  | 0 | 0
% of total street lamps with CMS | 0%
|  | 2012 | 2013 | 2014 | 2015 | 2016 | 2017 | 2018 | 2019 | 2020 | 2021 | 2022 | 2023 | 2024 | 2025 | 2026 | 2027 | 2028 | 2029 | 2030 | 2031 | 2032 | 2033 | 2034 | 2035 | 2036 | 2037 | 2038 | 2039 | 2040 | 2041 | 2042 | 2043 | 2044
No of Low Pressure Sodium Lamps |  | 0 | 0 | 0 | 0 | 0 | 0 | 0 | 0 | 0 | 0 | 0 | 0 | 0 | 0 | 0 | 0 | 0 | 0 | 0 | 0 | 0 | 0 | 0 | 0 | 0 | 0 | 0 | 0 | 0 | 0 | 0 | 0 | 0
No of High Pressure Sodium Lamps |  | 0 | 0 | 0 | 0 | 0 | 0 | 0 | 0 | 0 | 0 | 0 | 0 | 0 | 0 | 0 | 0 | 0 | 0 | 0 | 0 | 0 | 0 | 0 | 0 | 0 | 0 | 0 | 0 | 0 | 0 | 0 | 0 | 0
No of Metal Halide Lamps |  | 0 | 0 | 0 | 0 | 0 | 0 | 0 | 0 | 0 | 0 | 0 | 0 | 0 | 0 | 0 | 0 | 0 | 0 | 0 | 0 | 0 | 0 | 0 | 0 | 0 | 0 | 0 | 0 | 0 | 0 | 0 | 0 | 0
No of Low Pressure Mercury Lamps |  | 0 | 0 | 0 | 0 | 0 | 0 | 0 | 0 | 0 | 0 | 0 | 0 | 0 | 0 | 0 | 0 | 0 | 0 | 0 | 0 | 0 | 0 | 0 | 0 | 0 | 0 | 0 | 0 | 0 | 0 | 0 | 0 | 0
No of LED Lamps |  | 0 | 0 | 0 | 0 | 0 | 0 | 0 | 0 | 0 | 0 | 0 | 0 | 0 | 0 | 0 | 0 | 0 | 0 | 0 | 0 | 0 | 0 | 0 | 0 | 0 | 0 | 0 | 0 | 0 | 0 | 0 | 0 | 0
Total No Lamps |  | 0 | 0 | 0 | 0 | 0 | 0 | 0 | 0 | 0 | 0 | 0 | 0 | 0 | 0 | 0 | 0 | 0 | 0 | 0 | 0 | 0 | 0 | 0 | 0 | 0 | 0 | 0 | 0 | 0 | 0 | 0 | 0 | 0
No of new Lamps/Lanterns (non-LED) |  | 0 | 0 | 0 | 0 | 0 | 0 | 0 | 0 | 0 | 0 | 0 | 0 | 0 | 0 | 0 | 0 | 0 | 0 | 0 | 0 | 0 | 0 | 0 | 0 | 0 | 0 | 0 | 0 | 0 | 0 | 0 | 0 | 0
No of new Control Gear units |  | 0 | 0 | 0 | 0 | 0 | 0 | 0 | 0 | 0 | 0 | 0 | 0 | 0 | 0 | 0 | 0 | 0 | 0 | 0 | 0 | 0 | 0 | 0 | 0 | 0 | 0 | 0 | 0 | 0 | 0 | 0 | 0 | 0
No of new CMS Units |  | 0 | 0 | 0 | 0 | 0 | 0 | 0 | 0 | 0 | 0 | 0 | 0 | 0 | 0 | 0 | 0 | 0 | 0 | 0 | 0 | 0 | 0 | 0 | 0 | 0 | 0 | 0 | 0 | 0 | 0 | 0 | 0 | 0
No of new LED units |  | 0 | 0 | 0 | 0 | 0 | 0 | 0 | 0 | 0 | 0 | 0 | 0 | 0 | 0 | 0 | 0 | 0 | 0 | 0 | 0 | 0 | 0 | 0 | 0 | 0 | 0 | 0 | 0 | 0 | 0 | 0 | 0 | 0
Non-LED Lamp/Lantern Capex (£) |  | 0 | 0 | 0 | 0 | 0 | 0 | 0 | 0 | 0 | 0 | 0 | 0 | 0 | 0 | 0 | 0 | 0 | 0 | 0 | 0 | 0 | 0 | 0 | 0 | 0 | 0 | 0 | 0 | 0 | 0 | 0 | 0 | 0
Control Gear Capex (£) |  | 0 | 0 | 0 | 0 | 0 | 0 | 0 | 0 | 0 | 0 | 0 | 0 | 0 | 0 | 0 | 0 | 0 | 0 | 0 | 0 | 0 | 0 | 0 | 0 | 0 | 0 | 0 | 0 | 0 | 0 | 0 | 0 | 0
CMS Capex (£) |  | 0 | 0 | 0 | 0 | 0 | 0 | 0 | 0 | 0 | 0 | 0 | 0 | 0 | 0 | 0 | 0 | 0 | 0 | 0 | 0 | 0 | 0 | 0 | 0 | 0 | 0 | 0 | 0 | 0 | 0 | 0 | 0 | 0
LED Unit Capex (£) |  | 0 | 0 | 0 | 0 | 0 | 0 | 0 | 0 | 0 | 0 | 0 | 0 | 0 | 0 | 0 | 0 | 0 | 0 | 0 | 0 | 0 | 0 | 0 | 0 | 0 | 0 | 0 | 0 | 0 | 0 | 0 | 0 | 0
Total Capex (£) |  | 0 | 0 | 0 | 0 | 0 | 0 | 0 | 0 | 0 | 0 | 0 | 0 | 0 | 0 | 0 | 0 | 0 | 0 | 0 | 0 | 0 | 0 | 0 | 0 | 0 | 0 | 0 | 0 | 0 | 0 | 0 | 0 | 0
No of Non-LED Lamps replaced /year |  | 0 | 0 | 0 | 0 | 0 | 0 | 0 | 0 | 0 | 0 | 0 | 0 | 0 | 0 | 0 | 0 | 0 | 0 | 0 | 0 | 0 | 0 | 0 | 0 | 0 | 0 | 0 | 0 | 0 | 0 | 0 | 0 | 0
No of Non-LED Lantern replaced /year |  | 0 | 0 | 0 | 0 | 0 | 0 | 0 | 0 | 0 | 0 | 0 | 0 | 0 | 0 | 0 | 0 | 0 | 0 | 0 | 0 | 0 | 0 | 0 | 0 | 0 | 0 | 0 | 0 | 0 | 0 | 0 | 0 | 0
No of LED Units replaced/year |  | 0 | 0 | 0 | 0 | 0 | 0 | 0 | 0 | 0 | 0 | 0 | 0 | 0 | 0 | 0 | 0 | 0 | 0 | 0 | 0 | 0 | 0 | 0 | 0 | 0 | 0 | 0 | 0 | 0 | 0 | 0 | 0 | 0
No of Control Gear replaced /year |  | 0 | 0 | 0 | 0 | 0 | 0 | 0 | 0 | 0 | 0 | 0 | 0 | 0 | 0 | 0 | 0 | 0 | 0 | 0 | 0 | 0 | 0 | 0 | 0 | 0 | 0 | 0 | 0 | 0 | 0 | 0 | 0 | 0
Lamp replacement costs(£/year) |  | 0 | 0 | 0 | 0 | 0 | 0 | 0 | 0 | 0 | 0 | 0 | 0 | 0 | 0 | 0 | 0 | 0 | 0 | 0 | 0 | 0 | 0 | 0 | 0 | 0 | 0 | 0 | 0 | 0 | 0 | 0 | 0 | 0
Lantern replacement cost (£/year) |  | 0 | 0 | 0 | 0 | 0 | 0 | 0 | 0 | 0 | 0 | 0 | 0 | 0 | 0 | 0 | 0 | 0 | 0 | 0 | 0 | 0 | 0 | 0 | 0 | 0 | 0 | 0 | 0 | 0 | 0 | 0 | 0 | 0
Control gear replacement cost (£/year) |  | 0 | 0 | 0 | 0 | 0 | 0 | 0 | 0 | 0 | 0 | 0 | 0 | 0 | 0 | 0 | 0 | 0 | 0 | 0 | 0 | 0 | 0 | 0 | 0 | 0 | 0 | 0 | 0 | 0 | 0 | 0 | 0 | 0
CMS running cost (£/year) |  | 0 | 0 | 0 | 0 | 0 | 0 | 0 | 0 | 0 | 0 | 0 | 0 | 0 | 0 | 0 | 0 | 0 | 0 | 0 | 0 | 0 | 0 | 0 | 0 | 0 | 0 | 0 | 0 | 0 | 0 | 0 | 0 | 0
CMS Central Office Savings (£/year) |  | 0 | 0 | 0 | 0 | 0 | 0 | 0 | 0 | 0 | 0 | 0 | 0 | 0 | 0 | 0 | 0 | 0 | 0 | 0 | 0 | 0 | 0 | 0 | 0 | 0 | 0 | 0 | 0 | 0 | 0 | 0 | 0 | 0
Total Maintenance Costs (£/year) |  | 0 | 0 | 0 | 0 | 0 | 0 | 0 | 0 | 0 | 0 | 0 | 0 | 0 | 0 | 0 | 0 | 0 | 0 | 0 | 0 | 0 | 0 | 0 | 0 | 0 | 0 | 0 | 0 | 0 | 0 | 0 | 0 | 0
Energy Consumption (GWh/year) |  | #DIV/0! | #DIV/0! | #DIV/0! | #DIV/0! | #DIV/0! | #DIV/0! | #DIV/0! | #DIV/0! | #DIV/0! | #DIV/0! | #DIV/0! | #DIV/0! | #DIV/0! | #DIV/0! | #DIV/0! | #DIV/0! | #DIV/0! | #DIV/0! | #DIV/0! | #DIV/0! | #DIV/0! | #DIV/0! | #DIV/0! | #DIV/0! | #DIV/0! | #DIV/0! | #DIV/0! | #DIV/0! | #DIV/0! | #DIV/0! | #DIV/0! | #DIV/0! | #DIV/0!
Energy Costs (£/year) |  | #DIV/0! | #DIV/0! | #DIV/0! | #DIV/0! | #DIV/0! | #DIV/0! | #DIV/0! | #DIV/0! | #DIV/0! | #DIV/0! | #DIV/0! | #DIV/0! | #DIV/0! | #DIV/0! | #DIV/0! | #DIV/0! | #DIV/0! | #DIV/0! | #DIV/0! | #DIV/0! | #DIV/0! | #DIV/0! | #DIV/0! | #DIV/0! | #DIV/0! | #DIV/0! | #DIV/0! | #DIV/0! | #DIV/0! | #DIV/0! | #DIV/0! | #DIV/0! | #DIV/0!
Carbon Emmissions (Tonnes/year) |  | #DIV/0! | #DIV/0! | #DIV/0! | #DIV/0! | #DIV/0! | #DIV/0! | #DIV/0! | #DIV/0! | #DIV/0! | #DIV/0! | #DIV/0! | #DIV/0! | #DIV/0! | #DIV/0! | #DIV/0! | #DIV/0! | #DIV/0! | #DIV/0! | #DIV/0! | #DIV/0! | #DIV/0! | #DIV/0! | #DIV/0! | #DIV/0! | #DIV/0! | #DIV/0! | #DIV/0! | #DIV/0! | #DIV/0! | #DIV/0! | #DIV/0! | #DIV/0! | #DIV/0!

## OUTPUT FOR FINANCIALS
|  |  | Period Starting |  |  | 2012-04-01 | 2013-04-01 | 2014-04-01 | 2015-04-01 | 2016-04-01 | 2017-04-01 | 2018-04-01 | 2019-04-01 | 2020-04-01 | 2021-04-01 | 2022-04-01 | 2023-04-01 | 2024-04-01 | 2025-04-01 | 2026-04-01 | 2027-04-01 | 2028-04-01 | 2029-04-01 | 2030-04-01 | 2031-04-01 | 2032-04-01 | 2033-04-01 | 2034-04-01 | 2035-04-01 | 2036-04-01 | 2037-04-01 | 2038-04-01 | 2039-04-01 | 2040-04-01 | 2041-04-01 | 2042-04-01 | 2043-04-01 | 2044-04-01 | 2045-04-01
Scenario: Base |  |  | Period Ending |  |  | 2013-03-31 | 2014-03-31 | 2015-03-31 | 2016-03-31 | 2017-03-31 | 2018-03-31 | 2019-03-31 | 2020-03-31 | 2021-03-31 | 2022-03-31 | 2023-03-31 | 2024-03-31 | 2025-03-31 | 2026-03-31 | 2027-03-31 | 2028-03-31 | 2029-03-31 | 2030-03-31 | 2031-03-31 | 2032-03-31 | 2033-03-31 | 2034-03-31 | 2035-03-31 | 2036-03-31 | 2037-03-31 | 2038-03-31 | 2039-03-31 | 2040-03-31 | 2041-03-31 | 2042-03-31 | 2043-03-31 | 2044-03-31 | 2045-03-31 | 2046-03-31
|  | Input Profile |  | unit | total
Construction
Real Construction Costs:
|  | Capital costs - lantern replacements |  | £ | 0 | 0 | 0 | 0 | 0 | 0 | 0 | 0 | 0 | 0 | 0 | 0 | 0 | 0 | 0 | 0 | 0 | 0 | 0 | 0 | 0 | 0 | 0 | 0 | 0 | 0 | 0 | 0 | 0 | 0 | 0 | 0 | 0 | 0 | 0
|  | Capital costs - other infrastructure (e.g. columns) |  | £ | 0
|  | Capital costs - other costs |  | £ | 0
|  | Total Real Construction Costs |  |  | 0 | 0 | 0 | 0 | 0 | 0 | 0 | 0 | 0 | 0 | 0 | 0 | 0 | 0 | 0 | 0 | 0 | 0 | 0 | 0 | 0 | 0 | 0 | 0 | 0 | 0 | 0 | 0 | 0 | 0 | 0 | 0 | 0 | 0 | 0
Nominal Capital Contribution:
|  | Council Contribution |  | £ | 0
|  | Other Contribution |  | £ | 0
|  | Total Nominal Contribution |  |  | 0 | 0 | 0 | 0 | 0 | 0 | 0 | 0 | 0 | 0 | 0 | 0 | 0 | 0 | 0 | 0 | 0 | 0 | 0 | 0 | 0 | 0 | 0 | 0 | 0 | 0 | 0 | 0 | 0 | 0 | 0 | 0 | 0 | 0 | 0
Operating costs
Existing Status Quo costs in real terms
|  | Maintenance |  | £ | 0 | 0 | 0 | 0 | 0 | 0 | 0 | 0 | 0 | 0 | 0 | 0 | 0 | 0 | 0 | 0 | 0 | 0 | 0 | 0 | 0 | 0 | 0 | 0 | 0 | 0 | 0 | 0 | 0 | 0 | 0 | 0 | 0 | 0 | 0
|  | Energy costs |  | £ | 0 | 0 | 0 | 0 | 0 | 0 | 0 | 0 | 0 | 0 | 0 | 0 | 0 | 0 | 0 | 0 | 0 | 0 | 0 | 0 | 0 | 0 | 0 | 0 | 0 | 0 | 0 | 0 | 0 | 0 | 0 | 0 | 0 | 0 | 0
|  | Other operational costs |  | £ | 0
|  | Total Real Status Quo costs |  |  | 0 | 0 | 0 | 0 | 0 | 0 | 0 | 0 | 0 | 0 | 0 | 0 | 0 | 0 | 0 | 0 | 0 | 0 | 0 | 0 | 0 | 0 | 0 | 0 | 0 | 0 | 0 | 0 | 0 | 0 | 0 | 0 | 0 | 0 | 0
Upgrade Costs in real terms
|  | Maintenance |  | £ | 0 | 0 | 0 | 0 | 0 | 0 | 0 | 0 | 0 | 0 | 0 | 0 | 0 | 0 | 0 | 0 | 0 | 0 | 0 | 0 | 0 | 0 | 0 | 0 | 0 | 0 | 0 | 0 | 0 | 0 | 0 | 0 | 0 | 0 | 0
|  | Energy costs |  | £ | #DIV/0! | #DIV/0! | #DIV/0! | #DIV/0! | #DIV/0! | #DIV/0! | #DIV/0! | #DIV/0! | #DIV/0! | #DIV/0! | #DIV/0! | #DIV/0! | #DIV/0! | #DIV/0! | #DIV/0! | #DIV/0! | #DIV/0! | #DIV/0! | #DIV/0! | #DIV/0! | #DIV/0! | #DIV/0! | #DIV/0! | #DIV/0! | #DIV/0! | #DIV/0! | #DIV/0! | #DIV/0! | #DIV/0! | 0 | 0 | 0 | 0 | 0 | 0
|  | Other operational costs |  | £ | 0
|  | Total Real Upgrade Costs |  |  | #DIV/0! | #DIV/0! | #DIV/0! | #DIV/0! | #DIV/0! | #DIV/0! | #DIV/0! | #DIV/0! | #DIV/0! | #DIV/0! | #DIV/0! | #DIV/0! | #DIV/0! | #DIV/0! | #DIV/0! | #DIV/0! | #DIV/0! | #DIV/0! | #DIV/0! | #DIV/0! | #DIV/0! | #DIV/0! | #DIV/0! | #DIV/0! | #DIV/0! | #DIV/0! | #DIV/0! | #DIV/0! | #DIV/0! | 0 | 0 | 0 | 0 | 0 | 0
Carbon Cost
|  | Energy Consumption - Status Quo |  | kWh | 0 | 0 | 0 | 0 | 0 | 0 | 0 | 0 | 0 | 0 | 0 | 0 | 0 | 0 | 0 | 0 | 0 | 0 | 0 | 0 | 0 | 0 | 0 | 0 | 0 | 0 | 0 | 0 | 0 | 0 | 0 | 0 | 0 | 0 | 0
|  | Energy Consumption - Upgrade |  | kWh | #DIV/0! | #DIV/0! | #DIV/0! | #DIV/0! | #DIV/0! | #DIV/0! | #DIV/0! | #DIV/0! | #DIV/0! | #DIV/0! | #DIV/0! | #DIV/0! | #DIV/0! | #DIV/0! | #DIV/0! | #DIV/0! | #DIV/0! | #DIV/0! | #DIV/0! | #DIV/0! | #DIV/0! | #DIV/0! | #DIV/0! | #DIV/0! | #DIV/0! | #DIV/0! | #DIV/0! | #DIV/0! | #DIV/0! | 0 | 0 | 0 | 0 | 0 | 0
|  | CO2 emissions - Status Quo |  | tonnes | 0 | 0 | 0 | 0 | 0 | 0 | 0 | 0 | 0 | 0 | 0 | 0 | 0 | 0 | 0 | 0 | 0 | 0 | 0 | 0 | 0 | 0 | 0 | 0 | 0 | 0 | 0 | 0 | 0 | 0 | 0 | 0 | 0 | 0 | 0
|  | CO2 emissions - Upgrade |  | tonnes | #DIV/0! | #DIV/0! | #DIV/0! | #DIV/0! | #DIV/0! | #DIV/0! | #DIV/0! | #DIV/0! | #DIV/0! | #DIV/0! | #DIV/0! | #DIV/0! | #DIV/0! | #DIV/0! | #DIV/0! | #DIV/0! | #DIV/0! | #DIV/0! | #DIV/0! | #DIV/0! | #DIV/0! | #DIV/0! | #DIV/0! | #DIV/0! | #DIV/0! | #DIV/0! | #DIV/0! | #DIV/0! | #DIV/0! | 0 | 0 | 0 | 0 | 0 | 0
|  | Cost of buying carbon allowances |  | £/CO2 tonne

## LOOKUPRANGES (hidden)
LU_PERCENTAGE | LU_PERCENTSTEP | LU_DIMPROFILE | LU_YESNO | LU_FINANCIALYEAR | LU_BASEYEAR | LU_FINANCIALYEAR | LU_COMPLETIONYEAR | LU_PERCENTSTEPUPG | LU_DIMPROFILE
0% | 0% | 1 | Yes | FY 2012-13 | 2012 | FY 2013-14 | 2013 | Same as pre-upgrade | Same as pre-upgrade
1% | 5% | 2 | No | FY 2013-14 | 2013 | FY 2014-15 | 2014 | 0% | 1
2% | 10% | 3 |  | FY 2014-15 | 2014 | FY 2015-16 | 2015 | 5% | 2
3% | 15% | 4 |  | FY 2015-16 | 2015 | FY 2016-17 | 2016 | 10% | 3
4% | 20% | 5 |  | FY 2016-17 | 2016 | FY 2017-18 | 2017 | 15% | 4
5% | 25% |  |  | FY 2017-18 | 2017 | FY 2018-19 | 2018 | 20% | 5
6% | 30% |  |  | FY 2018-19 | 2018 | FY 2019-20 | 2019 | 25%
7% | 35% |  |  | FY 2019-20 | 2019 |  |  | 30%
8% | 40% | [6 empty] | 35%
9% | 45% | [6 empty] | 40%
10% | 50% | [6 empty] | 45%
11% | 55% | [6 empty] | 50%
12% | 60% | [6 empty] | 55%
13% | 65% | [6 empty] | 60%
14% | 70% | [6 empty] | 65%
15% | 75% | [6 empty] | 70%
16% | 80% | [6 empty] | 75%
17% | 85% | [6 empty] | 80%
18% | 90% | [6 empty] | 85%
19% | 95% | [6 empty] | 90%
20% | 100% | [6 empty] | 95%
21% | [7 empty] | 100%
22%
23%
24%
25%
26%
27%
28%
29%
30%
31%
32%
33%
34%
35%
36%
37%
38%
39%
40%
41%
42%
43%
44%
45%
46%
47%
48%
49%
50%
51%
52%
53%
54%
55%
56%
57%
58%
59%
60%
61%
62%
63%
64%
65%
66%
67%
68%
69%
70%
71%
72%
73%
74%
75%
76%
77%
78%
79%
80%
81%
82%
83%
84%
85%
86%
87%
88%
89%
90%
91%
92%
93%
94%
95%
96%
97%
98%
99%
100%